## Sheet1
Call | Proposal ID | Ln Num | Section | Item Description/Supplemental Description | Unit | Quantity | Vendor Name | Bid Price | Ext Amount | Vend Rank
233 | 37022-201005 | 0005 | 1 | Mobilization, Max$1,477,400.00 | LSUM | 1.000 | Eng Est | $1,477,400.00 | $1,477,400.00 | 0
233 | 37022-201005 | 0005 | 1 | Mobilization, Max$1,477,400.00 | LSUM | 1.000 | Kamminga & Roodvoets, Inc. | $1,477,400.00 | $1,477,400.00 | 1
233 | 37022-201005 | 0005 | 1 | Mobilization, Max$1,477,400.00 | LSUM | 1.000 | M & M Excavating Company | $1,477,400.00 | $1,477,400.00 | 2
233 | 37022-201005 | 0005 | 1 | Mobilization, Max$1,477,400.00 | LSUM | 1.000 | Fessler & Bowman, Inc. | $1,477,400.00 | $1,477,400.00 | 3
233 | 37022-201005 | 0005 | 1 | Mobilization, Max$1,477,400.00 | LSUM | 1.000 | Crawford Contracting, Inc. | $1,477,400.00 | $1,477,400.00 | 4
233 | 37022-201005 | 0010 | 1 | Clearing | Acre | 0.020 | Eng Est | $21,123.46 | $422.47 | 0
233 | 37022-201005 | 0010 | 1 | Clearing | Acre | 0.020 | Kamminga & Roodvoets, Inc. | $35,000.00 | $700.00 | 1
233 | 37022-201005 | 0010 | 1 | Clearing | Acre | 0.020 | M & M Excavating Company | $250,000.00 | $5,000.00 | 2
233 | 37022-201005 | 0010 | 1 | Clearing | Acre | 0.020 | Fessler & Bowman, Inc. | $20,500.00 | $410.00 | 3
233 | 37022-201005 | 0010 | 1 | Clearing | Acre | 0.020 | Crawford Contracting, Inc. | $0.01 | $0.00 | 4
233 | 37022-201005 | 0015 | 1 | Tree, Rem, 6 inch to 18 inch | Ea | 7.000 | Eng Est | $406.20 | $2,843.40 | 0
233 | 37022-201005 | 0015 | 1 | Tree, Rem, 6 inch to 18 inch | Ea | 7.000 | Kamminga & Roodvoets, Inc. | $415.00 | $2,905.00 | 1
233 | 37022-201005 | 0015 | 1 | Tree, Rem, 6 inch to 18 inch | Ea | 7.000 | M & M Excavating Company | $500.00 | $3,500.00 | 2
233 | 37022-201005 | 0015 | 1 | Tree, Rem, 6 inch to 18 inch | Ea | 7.000 | Fessler & Bowman, Inc. | $525.00 | $3,675.00 | 3
233 | 37022-201005 | 0015 | 1 | Tree, Rem, 6 inch to 18 inch | Ea | 7.000 | Crawford Contracting, Inc. | $475.00 | $3,325.00 | 4
233 | 37022-201005 | 0020 | 1 | Dr Structure, Abandon | Ea | 17.000 | Eng Est | $471.21 | $8,010.57 | 0
233 | 37022-201005 | 0020 | 1 | Dr Structure, Abandon | Ea | 17.000 | Kamminga & Roodvoets, Inc. | $275.00 | $4,675.00 | 1
233 | 37022-201005 | 0020 | 1 | Dr Structure, Abandon | Ea | 17.000 | M & M Excavating Company | $150.00 | $2,550.00 | 2
233 | 37022-201005 | 0020 | 1 | Dr Structure, Abandon | Ea | 17.000 | Fessler & Bowman, Inc. | $625.00 | $10,625.00 | 3
233 | 37022-201005 | 0020 | 1 | Dr Structure, Abandon | Ea | 17.000 | Crawford Contracting, Inc. | $400.00 | $6,800.00 | 4
233 | 37022-201005 | 0025 | 1 | Dr Structure, Rem | Ea | 93.000 | Eng Est | $397.40 | $36,958.20 | 0
233 | 37022-201005 | 0025 | 1 | Dr Structure, Rem | Ea | 93.000 | Kamminga & Roodvoets, Inc. | $300.00 | $27,900.00 | 1
233 | 37022-201005 | 0025 | 1 | Dr Structure, Rem | Ea | 93.000 | M & M Excavating Company | $500.00 | $46,500.00 | 2
233 | 37022-201005 | 0025 | 1 | Dr Structure, Rem | Ea | 93.000 | Fessler & Bowman, Inc. | $925.00 | $86,025.00 | 3
233 | 37022-201005 | 0025 | 1 | Dr Structure, Rem | Ea | 93.000 | Crawford Contracting, Inc. | $625.00 | $58,125.00 | 4
233 | 37022-201005 | 0030 | 1 | Sewer, Rem, Less than 24 inch | Ft | 3,837.000 | Eng Est | $13.79 | $52,912.23 | 0
233 | 37022-201005 | 0030 | 1 | Sewer, Rem, Less than 24 inch | Ft | 3,837.000 | Kamminga & Roodvoets, Inc. | $8.00 | $30,696.00 | 1
233 | 37022-201005 | 0030 | 1 | Sewer, Rem, Less than 24 inch | Ft | 3,837.000 | M & M Excavating Company | $25.00 | $95,925.00 | 2
233 | 37022-201005 | 0030 | 1 | Sewer, Rem, Less than 24 inch | Ft | 3,837.000 | Fessler & Bowman, Inc. | $43.00 | $164,991.00 | 3
233 | 37022-201005 | 0030 | 1 | Sewer, Rem, Less than 24 inch | Ft | 3,837.000 | Crawford Contracting, Inc. | $15.00 | $57,555.00 | 4
233 | 37022-201005 | 0035 | 1 | Sewer, Rem, 24 inch to 48 inch | Ft | 5,589.000 | Eng Est | $35.00 | $195,615.00 | 0
233 | 37022-201005 | 0035 | 1 | Sewer, Rem, 24 inch to 48 inch | Ft | 5,589.000 | Kamminga & Roodvoets, Inc. | $13.00 | $72,657.00 | 1
233 | 37022-201005 | 0035 | 1 | Sewer, Rem, 24 inch to 48 inch | Ft | 5,589.000 | M & M Excavating Company | $35.00 | $195,615.00 | 2
233 | 37022-201005 | 0035 | 1 | Sewer, Rem, 24 inch to 48 inch | Ft | 5,589.000 | Fessler & Bowman, Inc. | $62.00 | $346,518.00 | 3
233 | 37022-201005 | 0035 | 1 | Sewer, Rem, 24 inch to 48 inch | Ft | 5,589.000 | Crawford Contracting, Inc. | $22.00 | $122,958.00 | 4
233 | 37022-201005 | 0040 | 1 | Sewer, Rem, Over 48 inch | Ft | 229.000 | Eng Est | $48.13 | $11,021.77 | 0
233 | 37022-201005 | 0040 | 1 | Sewer, Rem, Over 48 inch | Ft | 229.000 | Kamminga & Roodvoets, Inc. | $24.00 | $5,496.00 | 1
233 | 37022-201005 | 0040 | 1 | Sewer, Rem, Over 48 inch | Ft | 229.000 | M & M Excavating Company | $50.00 | $11,450.00 | 2
233 | 37022-201005 | 0040 | 1 | Sewer, Rem, Over 48 inch | Ft | 229.000 | Fessler & Bowman, Inc. | $164.00 | $37,556.00 | 3
233 | 37022-201005 | 0040 | 1 | Sewer, Rem, Over 48 inch | Ft | 229.000 | Crawford Contracting, Inc. | $45.00 | $10,305.00 | 4
233 | 37022-201005 | 0045 | 1 | _Out of Serv Pipe, Rem, 2 inch | Ft | 465.000 | Eng Est | $5.00 | $2,325.00 | 0
233 | 37022-201005 | 0045 | 1 | _Out of Serv Pipe, Rem, 2 inch | Ft | 465.000 | Kamminga & Roodvoets, Inc. | $12.00 | $5,580.00 | 1
233 | 37022-201005 | 0045 | 1 | _Out of Serv Pipe, Rem, 2 inch | Ft | 465.000 | M & M Excavating Company | $25.00 | $11,625.00 | 2
233 | 37022-201005 | 0045 | 1 | _Out of Serv Pipe, Rem, 2 inch | Ft | 465.000 | Fessler & Bowman, Inc. | $31.00 | $14,415.00 | 3
233 | 37022-201005 | 0045 | 1 | _Out of Serv Pipe, Rem, 2 inch | Ft | 465.000 | Crawford Contracting, Inc. | $30.00 | $13,950.00 | 4
233 | 37022-201005 | 0050 | 1 | _Out of Serv Pipe, Rem, 4 inch | Ft | 155.000 | Eng Est | $10.00 | $1,550.00 | 0
233 | 37022-201005 | 0050 | 1 | _Out of Serv Pipe, Rem, 4 inch | Ft | 155.000 | Kamminga & Roodvoets, Inc. | $15.00 | $2,325.00 | 1
233 | 37022-201005 | 0050 | 1 | _Out of Serv Pipe, Rem, 4 inch | Ft | 155.000 | M & M Excavating Company | $25.00 | $3,875.00 | 2
233 | 37022-201005 | 0050 | 1 | _Out of Serv Pipe, Rem, 4 inch | Ft | 155.000 | Fessler & Bowman, Inc. | $32.00 | $4,960.00 | 3
233 | 37022-201005 | 0050 | 1 | _Out of Serv Pipe, Rem, 4 inch | Ft | 155.000 | Crawford Contracting, Inc. | $30.00 | $4,650.00 | 4
233 | 37022-201005 | 0055 | 1 | _Out of Serv Pipe, Rem, 6 inch | Ft | 781.000 | Eng Est | $10.00 | $7,810.00 | 0
233 | 37022-201005 | 0055 | 1 | _Out of Serv Pipe, Rem, 6 inch | Ft | 781.000 | Kamminga & Roodvoets, Inc. | $19.00 | $14,839.00 | 1
233 | 37022-201005 | 0055 | 1 | _Out of Serv Pipe, Rem, 6 inch | Ft | 781.000 | M & M Excavating Company | $25.00 | $19,525.00 | 2
233 | 37022-201005 | 0055 | 1 | _Out of Serv Pipe, Rem, 6 inch | Ft | 781.000 | Fessler & Bowman, Inc. | $33.00 | $25,773.00 | 3
233 | 37022-201005 | 0055 | 1 | _Out of Serv Pipe, Rem, 6 inch | Ft | 781.000 | Crawford Contracting, Inc. | $30.00 | $23,430.00 | 4
233 | 37022-201005 | 0060 | 1 | Curb and Gutter, Rem | Ft | 3,584.000 | Eng Est | $7.64 | $27,381.76 | 0
233 | 37022-201005 | 0060 | 1 | Curb and Gutter, Rem | Ft | 3,584.000 | Kamminga & Roodvoets, Inc. | $6.50 | $23,296.00 | 1
233 | 37022-201005 | 0060 | 1 | Curb and Gutter, Rem | Ft | 3,584.000 | M & M Excavating Company | $10.00 | $35,840.00 | 2
233 | 37022-201005 | 0060 | 1 | Curb and Gutter, Rem | Ft | 3,584.000 | Fessler & Bowman, Inc. | $17.00 | $60,928.00 | 3
233 | 37022-201005 | 0060 | 1 | Curb and Gutter, Rem | Ft | 3,584.000 | Crawford Contracting, Inc. | $7.00 | $25,088.00 | 4
233 | 37022-201005 | 0065 | 1 | Curb, Rem | Ft | 7,480.000 | Eng Est | $11.36 | $84,972.80 | 0
233 | 37022-201005 | 0065 | 1 | Curb, Rem | Ft | 7,480.000 | Kamminga & Roodvoets, Inc. | $4.50 | $33,660.00 | 1
233 | 37022-201005 | 0065 | 1 | Curb, Rem | Ft | 7,480.000 | M & M Excavating Company | $10.00 | $74,800.00 | 2
233 | 37022-201005 | 0065 | 1 | Curb, Rem | Ft | 7,480.000 | Fessler & Bowman, Inc. | $14.00 | $104,720.00 | 3
233 | 37022-201005 | 0065 | 1 | Curb, Rem | Ft | 7,480.000 | Crawford Contracting, Inc. | $6.00 | $44,880.00 | 4
233 | 37022-201005 | 0070 | 1 | Fence, Rem | Ft | 33.000 | Eng Est | $10.86 | $358.38 | 0
233 | 37022-201005 | 0070 | 1 | Fence, Rem | Ft | 33.000 | Kamminga & Roodvoets, Inc. | $45.00 | $1,485.00 | 1
233 | 37022-201005 | 0070 | 1 | Fence, Rem | Ft | 33.000 | M & M Excavating Company | $15.00 | $495.00 | 2
233 | 37022-201005 | 0070 | 1 | Fence, Rem | Ft | 33.000 | Fessler & Bowman, Inc. | $47.25 | $1,559.25 | 3
233 | 37022-201005 | 0070 | 1 | Fence, Rem | Ft | 33.000 | Crawford Contracting, Inc. | $25.00 | $825.00 | 4
233 | 37022-201005 | 0075 | 1 | Guardrail, Rem | Ft | 53.000 | Eng Est | $4.41 | $233.73 | 0
233 | 37022-201005 | 0075 | 1 | Guardrail, Rem | Ft | 53.000 | Kamminga & Roodvoets, Inc. | $3.75 | $198.75 | 1
233 | 37022-201005 | 0075 | 1 | Guardrail, Rem | Ft | 53.000 | M & M Excavating Company | $3.75 | $198.75 | 2
233 | 37022-201005 | 0075 | 1 | Guardrail, Rem | Ft | 53.000 | Fessler & Bowman, Inc. | $4.00 | $212.00 | 3
233 | 37022-201005 | 0075 | 1 | Guardrail, Rem | Ft | 53.000 | Crawford Contracting, Inc. | $3.75 | $198.75 | 4
233 | 37022-201005 | 0078 | 1 | Masonry and Conc Structure, Rem | Cyd | 1.000 | Eng Est | $120.00 | $120.00 | 0
233 | 37022-201005 | 0078 | 1 | Masonry and Conc Structure, Rem | Cyd | 1.000 | Kamminga & Roodvoets, Inc. | $975.00 | $975.00 | 1
233 | 37022-201005 | 0078 | 1 | Masonry and Conc Structure, Rem | Cyd | 1.000 | M & M Excavating Company | $400.00 | $400.00 | 2
233 | 37022-201005 | 0078 | 1 | Masonry and Conc Structure, Rem | Cyd | 1.000 | Fessler & Bowman, Inc. | $800.00 | $800.00 | 3
233 | 37022-201005 | 0078 | 1 | Masonry and Conc Structure, Rem | Cyd | 1.000 | Crawford Contracting, Inc. | $300.00 | $300.00 | 4
233 | 37022-201005 | 0080 | 1 | Pavt, Rem | Syd | 57,836.000 | Eng Est | $10.00 | $578,360.00 | 0
233 | 37022-201005 | 0080 | 1 | Pavt, Rem | Syd | 57,836.000 | Kamminga & Roodvoets, Inc. | $7.00 | $404,852.00 | 1
233 | 37022-201005 | 0080 | 1 | Pavt, Rem | Syd | 57,836.000 | M & M Excavating Company | $8.00 | $462,688.00 | 2
233 | 37022-201005 | 0080 | 1 | Pavt, Rem | Syd | 57,836.000 | Fessler & Bowman, Inc. | $14.00 | $809,704.00 | 3
233 | 37022-201005 | 0080 | 1 | Pavt, Rem | Syd | 57,836.000 | Crawford Contracting, Inc. | $14.00 | $809,704.00 | 4
233 | 37022-201005 | 0085 | 1 | Sidewalk, Rem | Syd | 4,853.000 | Eng Est | $9.51 | $46,152.03 | 0
233 | 37022-201005 | 0085 | 1 | Sidewalk, Rem | Syd | 4,853.000 | Kamminga & Roodvoets, Inc. | $6.00 | $29,118.00 | 1
233 | 37022-201005 | 0085 | 1 | Sidewalk, Rem | Syd | 4,853.000 | M & M Excavating Company | $5.00 | $24,265.00 | 2
233 | 37022-201005 | 0085 | 1 | Sidewalk, Rem | Syd | 4,853.000 | Fessler & Bowman, Inc. | $16.00 | $77,648.00 | 3
233 | 37022-201005 | 0085 | 1 | Sidewalk, Rem | Syd | 4,853.000 | Crawford Contracting, Inc. | $14.00 | $67,942.00 | 4
233 | 37022-201005 | 0090 | 1 | Exploratory Investigation, Vertical | Ft | 150.000 | Eng Est | $33.90 | $5,085.00 | 0
233 | 37022-201005 | 0090 | 1 | Exploratory Investigation, Vertical | Ft | 150.000 | Kamminga & Roodvoets, Inc. | $60.00 | $9,000.00 | 1
233 | 37022-201005 | 0090 | 1 | Exploratory Investigation, Vertical | Ft | 150.000 | M & M Excavating Company | $100.00 | $15,000.00 | 2
233 | 37022-201005 | 0090 | 1 | Exploratory Investigation, Vertical | Ft | 150.000 | Fessler & Bowman, Inc. | $160.00 | $24,000.00 | 3
233 | 37022-201005 | 0090 | 1 | Exploratory Investigation, Vertical | Ft | 150.000 | Crawford Contracting, Inc. | $150.00 | $22,500.00 | 4
233 | 37022-201005 | 0095 | 1 | _Miscellaneous Metals, Rem (D01 of 37022) | LSUM | 1.000 | Eng Est | $1,500.00 | $1,500.00 | 0
233 | 37022-201005 | 0095 | 1 | _Miscellaneous Metals, Rem (D01 of 37022) | LSUM | 1.000 | Kamminga & Roodvoets, Inc. | $7,500.00 | $7,500.00 | 1
233 | 37022-201005 | 0095 | 1 | _Miscellaneous Metals, Rem (D01 of 37022) | LSUM | 1.000 | M & M Excavating Company | $7,500.00 | $7,500.00 | 2
233 | 37022-201005 | 0095 | 1 | _Miscellaneous Metals, Rem (D01 of 37022) | LSUM | 1.000 | Fessler & Bowman, Inc. | $7,140.00 | $7,140.00 | 3
233 | 37022-201005 | 0095 | 1 | _Miscellaneous Metals, Rem (D01 of 37022) | LSUM | 1.000 | Crawford Contracting, Inc. | $7,500.00 | $7,500.00 | 4
233 | 37022-201005 | 0100 | 1 | _Pump Station Elec, Rem (D01 of 37022) | LSUM | 1.000 | Eng Est | $3,000.00 | $3,000.00 | 0
233 | 37022-201005 | 0100 | 1 | _Pump Station Elec, Rem (D01 of 37022) | LSUM | 1.000 | Kamminga & Roodvoets, Inc. | $3,500.00 | $3,500.00 | 1
233 | 37022-201005 | 0100 | 1 | _Pump Station Elec, Rem (D01 of 37022) | LSUM | 1.000 | M & M Excavating Company | $3,500.00 | $3,500.00 | 2
233 | 37022-201005 | 0100 | 1 | _Pump Station Elec, Rem (D01 of 37022) | LSUM | 1.000 | Fessler & Bowman, Inc. | $3,675.00 | $3,675.00 | 3
233 | 37022-201005 | 0100 | 1 | _Pump Station Elec, Rem (D01 of 37022) | LSUM | 1.000 | Crawford Contracting, Inc. | $3,500.00 | $3,500.00 | 4
233 | 37022-201005 | 0105 | 1 | Embankment, CIP | Cyd | 6,145.000 | Eng Est | $12.00 | $73,740.00 | 0
233 | 37022-201005 | 0105 | 1 | Embankment, CIP | Cyd | 6,145.000 | Kamminga & Roodvoets, Inc. | $6.00 | $36,870.00 | 1
233 | 37022-201005 | 0105 | 1 | Embankment, CIP | Cyd | 6,145.000 | M & M Excavating Company | $15.00 | $92,175.00 | 2
233 | 37022-201005 | 0105 | 1 | Embankment, CIP | Cyd | 6,145.000 | Fessler & Bowman, Inc. | $15.00 | $92,175.00 | 3
233 | 37022-201005 | 0105 | 1 | Embankment, CIP | Cyd | 6,145.000 | Crawford Contracting, Inc. | $8.00 | $49,160.00 | 4
233 | 37022-201005 | 0110 | 1 | Excavation, Earth | Cyd | 31,182.000 | Eng Est | $12.00 | $374,184.00 | 0
233 | 37022-201005 | 0110 | 1 | Excavation, Earth | Cyd | 31,182.000 | Kamminga & Roodvoets, Inc. | $22.00 | $686,004.00 | 1
233 | 37022-201005 | 0110 | 1 | Excavation, Earth | Cyd | 31,182.000 | M & M Excavating Company | $0.01 | $311.82 | 2
233 | 37022-201005 | 0110 | 1 | Excavation, Earth | Cyd | 31,182.000 | Fessler & Bowman, Inc. | $24.00 | $748,368.00 | 3
233 | 37022-201005 | 0110 | 1 | Excavation, Earth | Cyd | 31,182.000 | Crawford Contracting, Inc. | $0.01 | $311.82 | 4
233 | 37022-201005 | 0115 | 1 | Non Haz Contaminated Material Handling and Disposal, LM | Cyd | 500.000 | Eng Est | $44.01 | $22,005.00 | 0
233 | 37022-201005 | 0115 | 1 | Non Haz Contaminated Material Handling and Disposal, LM | Cyd | 500.000 | Kamminga & Roodvoets, Inc. | $60.00 | $30,000.00 | 1
233 | 37022-201005 | 0115 | 1 | Non Haz Contaminated Material Handling and Disposal, LM | Cyd | 500.000 | M & M Excavating Company | $75.00 | $37,500.00 | 2
233 | 37022-201005 | 0115 | 1 | Non Haz Contaminated Material Handling and Disposal, LM | Cyd | 500.000 | Fessler & Bowman, Inc. | $100.00 | $50,000.00 | 3
233 | 37022-201005 | 0115 | 1 | Non Haz Contaminated Material Handling and Disposal, LM | Cyd | 500.000 | Crawford Contracting, Inc. | $60.00 | $30,000.00 | 4
233 | 37022-201005 | 0120 | 1 | Subgrade Undercutting, Type II | Cyd | 200.000 | Eng Est | $29.01 | $5,802.00 | 0
233 | 37022-201005 | 0120 | 1 | Subgrade Undercutting, Type II | Cyd | 200.000 | Kamminga & Roodvoets, Inc. | $33.00 | $6,600.00 | 1
233 | 37022-201005 | 0120 | 1 | Subgrade Undercutting, Type II | Cyd | 200.000 | M & M Excavating Company | $40.00 | $8,000.00 | 2
233 | 37022-201005 | 0120 | 1 | Subgrade Undercutting, Type II | Cyd | 200.000 | Fessler & Bowman, Inc. | $80.00 | $16,000.00 | 3
233 | 37022-201005 | 0120 | 1 | Subgrade Undercutting, Type II | Cyd | 200.000 | Crawford Contracting, Inc. | $55.00 | $11,000.00 | 4
233 | 37022-201005 | 0125 | 1 | Flowable Fill, Non-Structural | Cyd | 969.000 | Eng Est | $175.00 | $169,575.00 | 0
233 | 37022-201005 | 0125 | 1 | Flowable Fill, Non-Structural | Cyd | 969.000 | Kamminga & Roodvoets, Inc. | $150.00 | $145,350.00 | 1
233 | 37022-201005 | 0125 | 1 | Flowable Fill, Non-Structural | Cyd | 969.000 | M & M Excavating Company | $297.00 | $287,793.00 | 2
233 | 37022-201005 | 0125 | 1 | Flowable Fill, Non-Structural | Cyd | 969.000 | Fessler & Bowman, Inc. | $330.00 | $319,770.00 | 3
233 | 37022-201005 | 0125 | 1 | Flowable Fill, Non-Structural | Cyd | 969.000 | Crawford Contracting, Inc. | $220.00 | $213,180.00 | 4
233 | 37022-201005 | 0130 | 1 | Aggregate | Cyd | 50.000 | Eng Est | $78.46 | $3,923.00 | 0
233 | 37022-201005 | 0130 | 1 | Aggregate | Cyd | 50.000 | Kamminga & Roodvoets, Inc. | $90.00 | $4,500.00 | 1
233 | 37022-201005 | 0130 | 1 | Aggregate | Cyd | 50.000 | M & M Excavating Company | $55.00 | $2,750.00 | 2
233 | 37022-201005 | 0130 | 1 | Aggregate | Cyd | 50.000 | Fessler & Bowman, Inc. | $96.00 | $4,800.00 | 3
233 | 37022-201005 | 0130 | 1 | Aggregate | Cyd | 50.000 | Crawford Contracting, Inc. | $80.00 | $4,000.00 | 4
233 | 37022-201005 | 0135 | 1 | Erosion Control, Gravel Access Approach | Ea | 2.000 | Eng Est | $912.74 | $1,825.48 | 0
233 | 37022-201005 | 0135 | 1 | Erosion Control, Gravel Access Approach | Ea | 2.000 | Kamminga & Roodvoets, Inc. | $2,750.00 | $5,500.00 | 1
233 | 37022-201005 | 0135 | 1 | Erosion Control, Gravel Access Approach | Ea | 2.000 | M & M Excavating Company | $250.00 | $500.00 | 2
233 | 37022-201005 | 0135 | 1 | Erosion Control, Gravel Access Approach | Ea | 2.000 | Fessler & Bowman, Inc. | $2,495.00 | $4,990.00 | 3
233 | 37022-201005 | 0135 | 1 | Erosion Control, Gravel Access Approach | Ea | 2.000 | Crawford Contracting, Inc. | $1,500.00 | $3,000.00 | 4
233 | 37022-201005 | 0140 | 1 | Erosion Control, Inlet Protection, Fabric Drop | Ea | 223.000 | Eng Est | $115.89 | $25,843.47 | 0
233 | 37022-201005 | 0140 | 1 | Erosion Control, Inlet Protection, Fabric Drop | Ea | 223.000 | Kamminga & Roodvoets, Inc. | $150.00 | $33,450.00 | 1
233 | 37022-201005 | 0140 | 1 | Erosion Control, Inlet Protection, Fabric Drop | Ea | 223.000 | M & M Excavating Company | $150.00 | $33,450.00 | 2
233 | 37022-201005 | 0140 | 1 | Erosion Control, Inlet Protection, Fabric Drop | Ea | 223.000 | Fessler & Bowman, Inc. | $173.00 | $38,579.00 | 3
233 | 37022-201005 | 0140 | 1 | Erosion Control, Inlet Protection, Fabric Drop | Ea | 223.000 | Crawford Contracting, Inc. | $125.00 | $27,875.00 | 4
233 | 37022-201005 | 0145 | 1 | Erosion Control, Inlet Protection, Sediment Trap | Ea | 112.000 | Eng Est | $118.25 | $13,244.00 | 0
233 | 37022-201005 | 0145 | 1 | Erosion Control, Inlet Protection, Sediment Trap | Ea | 112.000 | Kamminga & Roodvoets, Inc. | $165.00 | $18,480.00 | 1
233 | 37022-201005 | 0145 | 1 | Erosion Control, Inlet Protection, Sediment Trap | Ea | 112.000 | M & M Excavating Company | $25.00 | $2,800.00 | 2
233 | 37022-201005 | 0145 | 1 | Erosion Control, Inlet Protection, Sediment Trap | Ea | 112.000 | Fessler & Bowman, Inc. | $378.00 | $42,336.00 | 3
233 | 37022-201005 | 0145 | 1 | Erosion Control, Inlet Protection, Sediment Trap | Ea | 112.000 | Crawford Contracting, Inc. | $50.00 | $5,600.00 | 4
233 | 37022-201005 | 0150 | 1 | Erosion Control, Maintenance, Sediment Rem | Cyd | 50.000 | Eng Est | $24.89 | $1,244.50 | 0
233 | 37022-201005 | 0150 | 1 | Erosion Control, Maintenance, Sediment Rem | Cyd | 50.000 | Kamminga & Roodvoets, Inc. | $30.00 | $1,500.00 | 1
233 | 37022-201005 | 0150 | 1 | Erosion Control, Maintenance, Sediment Rem | Cyd | 50.000 | M & M Excavating Company | $25.00 | $1,250.00 | 2
233 | 37022-201005 | 0150 | 1 | Erosion Control, Maintenance, Sediment Rem | Cyd | 50.000 | Fessler & Bowman, Inc. | $120.00 | $6,000.00 | 3
233 | 37022-201005 | 0150 | 1 | Erosion Control, Maintenance, Sediment Rem | Cyd | 50.000 | Crawford Contracting, Inc. | $12.00 | $600.00 | 4
233 | 37022-201005 | 0155 | 1 | Erosion Control, Silt Fence | Ft | 1,100.000 | Eng Est | $2.44 | $2,684.00 | 0
233 | 37022-201005 | 0155 | 1 | Erosion Control, Silt Fence | Ft | 1,100.000 | Kamminga & Roodvoets, Inc. | $4.40 | $4,840.00 | 1
233 | 37022-201005 | 0155 | 1 | Erosion Control, Silt Fence | Ft | 1,100.000 | M & M Excavating Company | $3.00 | $3,300.00 | 2
233 | 37022-201005 | 0155 | 1 | Erosion Control, Silt Fence | Ft | 1,100.000 | Fessler & Bowman, Inc. | $3.75 | $4,125.00 | 3
233 | 37022-201005 | 0155 | 1 | Erosion Control, Silt Fence | Ft | 1,100.000 | Crawford Contracting, Inc. | $4.00 | $4,400.00 | 4
233 | 37022-201005 | 0160 | 1 | Project Cleanup | LSUM | 1.000 | Eng Est | $36,800.00 | $36,800.00 | 0
233 | 37022-201005 | 0160 | 1 | Project Cleanup | LSUM | 1.000 | Kamminga & Roodvoets, Inc. | $1.00 | $1.00 | 1
233 | 37022-201005 | 0160 | 1 | Project Cleanup | LSUM | 1.000 | M & M Excavating Company | $25,000.00 | $25,000.00 | 2
233 | 37022-201005 | 0160 | 1 | Project Cleanup | LSUM | 1.000 | Fessler & Bowman, Inc. | $50,000.00 | $50,000.00 | 3
233 | 37022-201005 | 0160 | 1 | Project Cleanup | LSUM | 1.000 | Crawford Contracting, Inc. | $0.01 | $0.01 | 4
233 | 37022-201005 | 0165 | 1 | Subbase, CIP | Cyd | 41,330.000 | Eng Est | $20.00 | $826,600.00 | 0
233 | 37022-201005 | 0165 | 1 | Subbase, CIP | Cyd | 41,330.000 | Kamminga & Roodvoets, Inc. | $17.00 | $702,610.00 | 1
233 | 37022-201005 | 0165 | 1 | Subbase, CIP | Cyd | 41,330.000 | M & M Excavating Company | $0.01 | $413.30 | 2
233 | 37022-201005 | 0165 | 1 | Subbase, CIP | Cyd | 41,330.000 | Fessler & Bowman, Inc. | $30.00 | $1,239,900.00 | 3
233 | 37022-201005 | 0165 | 1 | Subbase, CIP | Cyd | 41,330.000 | Crawford Contracting, Inc. | $0.01 | $413.30 | 4
233 | 37022-201005 | 0170 | 1 | Aggregate Base, 6 inch | Syd | 85,854.000 | Eng Est | $10.00 | $858,540.00 | 0
233 | 37022-201005 | 0170 | 1 | Aggregate Base, 6 inch | Syd | 85,854.000 | Kamminga & Roodvoets, Inc. | $14.00 | $1,201,956.00 | 1
233 | 37022-201005 | 0170 | 1 | Aggregate Base, 6 inch | Syd | 85,854.000 | M & M Excavating Company | $12.00 | $1,030,248.00 | 2
233 | 37022-201005 | 0170 | 1 | Aggregate Base, 6 inch | Syd | 85,854.000 | Fessler & Bowman, Inc. | $15.00 | $1,287,810.00 | 3
233 | 37022-201005 | 0170 | 1 | Aggregate Base, 6 inch | Syd | 85,854.000 | Crawford Contracting, Inc. | $13.73 | $1,178,775.42 | 4
233 | 37022-201005 | 0175 | 1 | Driveway Maintenance, Commercial | Ea | 73.000 | Eng Est | $1,002.34 | $73,170.82 | 0
233 | 37022-201005 | 0175 | 1 | Driveway Maintenance, Commercial | Ea | 73.000 | Kamminga & Roodvoets, Inc. | $500.00 | $36,500.00 | 1
233 | 37022-201005 | 0175 | 1 | Driveway Maintenance, Commercial | Ea | 73.000 | M & M Excavating Company | $1,250.00 | $91,250.00 | 2
233 | 37022-201005 | 0175 | 1 | Driveway Maintenance, Commercial | Ea | 73.000 | Fessler & Bowman, Inc. | $2,100.00 | $153,300.00 | 3
233 | 37022-201005 | 0175 | 1 | Driveway Maintenance, Commercial | Ea | 73.000 | Crawford Contracting, Inc. | $2,000.00 | $146,000.00 | 4
233 | 37022-201005 | 0180 | 1 | Driveway Maintenance, Residential | Ea | 7.000 | Eng Est | $322.29 | $2,256.03 | 0
233 | 37022-201005 | 0180 | 1 | Driveway Maintenance, Residential | Ea | 7.000 | Kamminga & Roodvoets, Inc. | $350.00 | $2,450.00 | 1
233 | 37022-201005 | 0180 | 1 | Driveway Maintenance, Residential | Ea | 7.000 | M & M Excavating Company | $1,250.00 | $8,750.00 | 2
233 | 37022-201005 | 0180 | 1 | Driveway Maintenance, Residential | Ea | 7.000 | Fessler & Bowman, Inc. | $670.00 | $4,690.00 | 3
233 | 37022-201005 | 0180 | 1 | Driveway Maintenance, Residential | Ea | 7.000 | Crawford Contracting, Inc. | $1,000.00 | $7,000.00 | 4
233 | 37022-201005 | 0185 | 1 | Intersection Maintenance | Ea | 19.000 | Eng Est | $1,323.35 | $25,143.65 | 0
233 | 37022-201005 | 0185 | 1 | Intersection Maintenance | Ea | 19.000 | Kamminga & Roodvoets, Inc. | $750.00 | $14,250.00 | 1
233 | 37022-201005 | 0185 | 1 | Intersection Maintenance | Ea | 19.000 | M & M Excavating Company | $2,000.00 | $38,000.00 | 2
233 | 37022-201005 | 0185 | 1 | Intersection Maintenance | Ea | 19.000 | Fessler & Bowman, Inc. | $2,855.00 | $54,245.00 | 3
233 | 37022-201005 | 0185 | 1 | Intersection Maintenance | Ea | 19.000 | Crawford Contracting, Inc. | $4,000.00 | $76,000.00 | 4
233 | 37022-201005 | 0190 | 1 | Geotextile, Separator | Syd | 200.000 | Eng Est | $4.06 | $812.00 | 0
233 | 37022-201005 | 0190 | 1 | Geotextile, Separator | Syd | 200.000 | Kamminga & Roodvoets, Inc. | $5.00 | $1,000.00 | 1
233 | 37022-201005 | 0190 | 1 | Geotextile, Separator | Syd | 200.000 | M & M Excavating Company | $5.00 | $1,000.00 | 2
233 | 37022-201005 | 0190 | 1 | Geotextile, Separator | Syd | 200.000 | Fessler & Bowman, Inc. | $7.00 | $1,400.00 | 3
233 | 37022-201005 | 0190 | 1 | Geotextile, Separator | Syd | 200.000 | Crawford Contracting, Inc. | $6.00 | $1,200.00 | 4
233 | 37022-201005 | 0195 | 1 | Sewer, Cl A, 12 inch, Tr Det B | Ft | 6,912.000 | Eng Est | $70.00 | $483,840.00 | 0
233 | 37022-201005 | 0195 | 1 | Sewer, Cl A, 12 inch, Tr Det B | Ft | 6,912.000 | Kamminga & Roodvoets, Inc. | $85.00 | $587,520.00 | 1
233 | 37022-201005 | 0195 | 1 | Sewer, Cl A, 12 inch, Tr Det B | Ft | 6,912.000 | M & M Excavating Company | $100.00 | $691,200.00 | 2
233 | 37022-201005 | 0195 | 1 | Sewer, Cl A, 12 inch, Tr Det B | Ft | 6,912.000 | Fessler & Bowman, Inc. | $125.00 | $864,000.00 | 3
233 | 37022-201005 | 0195 | 1 | Sewer, Cl A, 12 inch, Tr Det B | Ft | 6,912.000 | Crawford Contracting, Inc. | $144.00 | $995,328.00 | 4
233 | 37022-201005 | 0200 | 1 | Sewer, Cl A, 18 inch, Tr Det B | Ft | 454.000 | Eng Est | $78.20 | $35,502.80 | 0
233 | 37022-201005 | 0200 | 1 | Sewer, Cl A, 18 inch, Tr Det B | Ft | 454.000 | Kamminga & Roodvoets, Inc. | $95.00 | $43,130.00 | 1
233 | 37022-201005 | 0200 | 1 | Sewer, Cl A, 18 inch, Tr Det B | Ft | 454.000 | M & M Excavating Company | $115.00 | $52,210.00 | 2
233 | 37022-201005 | 0200 | 1 | Sewer, Cl A, 18 inch, Tr Det B | Ft | 454.000 | Fessler & Bowman, Inc. | $141.00 | $64,014.00 | 3
233 | 37022-201005 | 0200 | 1 | Sewer, Cl A, 18 inch, Tr Det B | Ft | 454.000 | Crawford Contracting, Inc. | $110.00 | $49,940.00 | 4
233 | 37022-201005 | 0205 | 1 | Sewer, Cl A, 24 inch, Tr Det B | Ft | 2,561.000 | Eng Est | $100.00 | $256,100.00 | 0
233 | 37022-201005 | 0205 | 1 | Sewer, Cl A, 24 inch, Tr Det B | Ft | 2,561.000 | Kamminga & Roodvoets, Inc. | $115.00 | $294,515.00 | 1
233 | 37022-201005 | 0205 | 1 | Sewer, Cl A, 24 inch, Tr Det B | Ft | 2,561.000 | M & M Excavating Company | $135.00 | $345,735.00 | 2
233 | 37022-201005 | 0205 | 1 | Sewer, Cl A, 24 inch, Tr Det B | Ft | 2,561.000 | Fessler & Bowman, Inc. | $199.00 | $509,639.00 | 3
233 | 37022-201005 | 0205 | 1 | Sewer, Cl A, 24 inch, Tr Det B | Ft | 2,561.000 | Crawford Contracting, Inc. | $218.00 | $558,298.00 | 4
233 | 37022-201005 | 0210 | 1 | Sewer, Cl A, 30 inch, Tr Det B | Ft | 1,606.000 | Eng Est | $165.00 | $264,990.00 | 0
233 | 37022-201005 | 0210 | 1 | Sewer, Cl A, 30 inch, Tr Det B | Ft | 1,606.000 | Kamminga & Roodvoets, Inc. | $175.00 | $281,050.00 | 1
233 | 37022-201005 | 0210 | 1 | Sewer, Cl A, 30 inch, Tr Det B | Ft | 1,606.000 | M & M Excavating Company | $165.00 | $264,990.00 | 2
233 | 37022-201005 | 0210 | 1 | Sewer, Cl A, 30 inch, Tr Det B | Ft | 1,606.000 | Fessler & Bowman, Inc. | $236.00 | $379,016.00 | 3
233 | 37022-201005 | 0210 | 1 | Sewer, Cl A, 30 inch, Tr Det B | Ft | 1,606.000 | Crawford Contracting, Inc. | $248.00 | $398,288.00 | 4
233 | 37022-201005 | 0215 | 1 | Sewer, Cl A, 36 inch, Tr Det B | Ft | 1,609.000 | Eng Est | $170.00 | $273,530.00 | 0
233 | 37022-201005 | 0215 | 1 | Sewer, Cl A, 36 inch, Tr Det B | Ft | 1,609.000 | Kamminga & Roodvoets, Inc. | $195.00 | $313,755.00 | 1
233 | 37022-201005 | 0215 | 1 | Sewer, Cl A, 36 inch, Tr Det B | Ft | 1,609.000 | M & M Excavating Company | $205.00 | $329,845.00 | 2
233 | 37022-201005 | 0215 | 1 | Sewer, Cl A, 36 inch, Tr Det B | Ft | 1,609.000 | Fessler & Bowman, Inc. | $257.00 | $413,513.00 | 3
233 | 37022-201005 | 0215 | 1 | Sewer, Cl A, 36 inch, Tr Det B | Ft | 1,609.000 | Crawford Contracting, Inc. | $273.00 | $439,257.00 | 4
233 | 37022-201005 | 0220 | 1 | Sewer, Cl A, 48 inch, Tr Det B | Ft | 147.000 | Eng Est | $154.65 | $22,733.55 | 0
233 | 37022-201005 | 0220 | 1 | Sewer, Cl A, 48 inch, Tr Det B | Ft | 147.000 | Kamminga & Roodvoets, Inc. | $505.00 | $74,235.00 | 1
233 | 37022-201005 | 0220 | 1 | Sewer, Cl A, 48 inch, Tr Det B | Ft | 147.000 | M & M Excavating Company | $420.00 | $61,740.00 | 2
233 | 37022-201005 | 0220 | 1 | Sewer, Cl A, 48 inch, Tr Det B | Ft | 147.000 | Fessler & Bowman, Inc. | $433.00 | $63,651.00 | 3
233 | 37022-201005 | 0220 | 1 | Sewer, Cl A, 48 inch, Tr Det B | Ft | 147.000 | Crawford Contracting, Inc. | $768.00 | $112,896.00 | 4
233 | 37022-201005 | 0225 | 1 | Sewer, Cl A, 72 inch, Tr Det B | Ft | 221.000 | Eng Est | $450.00 | $99,450.00 | 0
233 | 37022-201005 | 0225 | 1 | Sewer, Cl A, 72 inch, Tr Det B | Ft | 221.000 | Kamminga & Roodvoets, Inc. | $725.00 | $160,225.00 | 1
233 | 37022-201005 | 0225 | 1 | Sewer, Cl A, 72 inch, Tr Det B | Ft | 221.000 | M & M Excavating Company | $660.00 | $145,860.00 | 2
233 | 37022-201005 | 0225 | 1 | Sewer, Cl A, 72 inch, Tr Det B | Ft | 221.000 | Fessler & Bowman, Inc. | $704.00 | $155,584.00 | 3
233 | 37022-201005 | 0225 | 1 | Sewer, Cl A, 72 inch, Tr Det B | Ft | 221.000 | Crawford Contracting, Inc. | $880.00 | $194,480.00 | 4
233 | 37022-201005 | 0230 | 1 | Sewer, Cl B, 12 inch, Tr Det B | Ft | 55.000 | Eng Est | $88.29 | $4,855.95 | 0
233 | 37022-201005 | 0230 | 1 | Sewer, Cl B, 12 inch, Tr Det B | Ft | 55.000 | Kamminga & Roodvoets, Inc. | $87.00 | $4,785.00 | 1
233 | 37022-201005 | 0230 | 1 | Sewer, Cl B, 12 inch, Tr Det B | Ft | 55.000 | M & M Excavating Company | $235.00 | $12,925.00 | 2
233 | 37022-201005 | 0230 | 1 | Sewer, Cl B, 12 inch, Tr Det B | Ft | 55.000 | Fessler & Bowman, Inc. | $145.00 | $7,975.00 | 3
233 | 37022-201005 | 0230 | 1 | Sewer, Cl B, 12 inch, Tr Det B | Ft | 55.000 | Crawford Contracting, Inc. | $144.00 | $7,920.00 | 4
233 | 37022-201005 | 0235 | 1 | Sewer, Cl E, 12 inch, Tr Det B | Ft | 465.000 | Eng Est | $61.11 | $28,416.15 | 0
233 | 37022-201005 | 0235 | 1 | Sewer, Cl E, 12 inch, Tr Det B | Ft | 465.000 | Kamminga & Roodvoets, Inc. | $89.00 | $41,385.00 | 1
233 | 37022-201005 | 0235 | 1 | Sewer, Cl E, 12 inch, Tr Det B | Ft | 465.000 | M & M Excavating Company | $85.00 | $39,525.00 | 2
233 | 37022-201005 | 0235 | 1 | Sewer, Cl E, 12 inch, Tr Det B | Ft | 465.000 | Fessler & Bowman, Inc. | $99.00 | $46,035.00 | 3
233 | 37022-201005 | 0235 | 1 | Sewer, Cl E, 12 inch, Tr Det B | Ft | 465.000 | Crawford Contracting, Inc. | $98.00 | $45,570.00 | 4
233 | 37022-201005 | 0240 | 1 | Sewer Tap, 4 inch | Ea | 4.000 | Eng Est | $347.08 | $1,388.32 | 0
233 | 37022-201005 | 0240 | 1 | Sewer Tap, 4 inch | Ea | 4.000 | Kamminga & Roodvoets, Inc. | $385.00 | $1,540.00 | 1
233 | 37022-201005 | 0240 | 1 | Sewer Tap, 4 inch | Ea | 4.000 | M & M Excavating Company | $0.01 | $0.04 | 2
233 | 37022-201005 | 0240 | 1 | Sewer Tap, 4 inch | Ea | 4.000 | Fessler & Bowman, Inc. | $180.00 | $720.00 | 3
233 | 37022-201005 | 0240 | 1 | Sewer Tap, 4 inch | Ea | 4.000 | Crawford Contracting, Inc. | $300.00 | $1,200.00 | 4
233 | 37022-201005 | 0245 | 1 | Sewer Tap, 8 inch | Ea | 1.000 | Eng Est | $450.10 | $450.10 | 0
233 | 37022-201005 | 0245 | 1 | Sewer Tap, 8 inch | Ea | 1.000 | Kamminga & Roodvoets, Inc. | $600.00 | $600.00 | 1
233 | 37022-201005 | 0245 | 1 | Sewer Tap, 8 inch | Ea | 1.000 | M & M Excavating Company | $0.01 | $0.01 | 2
233 | 37022-201005 | 0245 | 1 | Sewer Tap, 8 inch | Ea | 1.000 | Fessler & Bowman, Inc. | $360.00 | $360.00 | 3
233 | 37022-201005 | 0245 | 1 | Sewer Tap, 8 inch | Ea | 1.000 | Crawford Contracting, Inc. | $400.00 | $400.00 | 4
233 | 37022-201005 | 0250 | 1 | Sewer Tap, 12 inch | Ea | 22.000 | Eng Est | $470.07 | $10,341.54 | 0
233 | 37022-201005 | 0250 | 1 | Sewer Tap, 12 inch | Ea | 22.000 | Kamminga & Roodvoets, Inc. | $800.00 | $17,600.00 | 1
233 | 37022-201005 | 0250 | 1 | Sewer Tap, 12 inch | Ea | 22.000 | M & M Excavating Company | $0.01 | $0.22 | 2
233 | 37022-201005 | 0250 | 1 | Sewer Tap, 12 inch | Ea | 22.000 | Fessler & Bowman, Inc. | $535.00 | $11,770.00 | 3
233 | 37022-201005 | 0250 | 1 | Sewer Tap, 12 inch | Ea | 22.000 | Crawford Contracting, Inc. | $600.00 | $13,200.00 | 4
233 | 37022-201005 | 0255 | 1 | Sewer Tap, 36 inch | Ea | 1.000 | Eng Est | $1,247.20 | $1,247.20 | 0
233 | 37022-201005 | 0255 | 1 | Sewer Tap, 36 inch | Ea | 1.000 | Kamminga & Roodvoets, Inc. | $1,300.00 | $1,300.00 | 1
233 | 37022-201005 | 0255 | 1 | Sewer Tap, 36 inch | Ea | 1.000 | M & M Excavating Company | $0.01 | $0.01 | 2
233 | 37022-201005 | 0255 | 1 | Sewer Tap, 36 inch | Ea | 1.000 | Fessler & Bowman, Inc. | $1,545.00 | $1,545.00 | 3
233 | 37022-201005 | 0255 | 1 | Sewer Tap, 36 inch | Ea | 1.000 | Crawford Contracting, Inc. | $1,600.00 | $1,600.00 | 4
233 | 37022-201005 | 0260 | 1 | Sewer Tap, 48 inch | Ea | 2.000 | Eng Est | $2,074.15 | $4,148.30 | 0
233 | 37022-201005 | 0260 | 1 | Sewer Tap, 48 inch | Ea | 2.000 | Kamminga & Roodvoets, Inc. | $2,600.00 | $5,200.00 | 1
233 | 37022-201005 | 0260 | 1 | Sewer Tap, 48 inch | Ea | 2.000 | M & M Excavating Company | $0.01 | $0.02 | 2
233 | 37022-201005 | 0260 | 1 | Sewer Tap, 48 inch | Ea | 2.000 | Fessler & Bowman, Inc. | $3,170.00 | $6,340.00 | 3
233 | 37022-201005 | 0260 | 1 | Sewer Tap, 48 inch | Ea | 2.000 | Crawford Contracting, Inc. | $3,500.00 | $7,000.00 | 4
233 | 37022-201005 | 0265 | 1 | Sewer Tap, 54 inch | Ea | 2.000 | Eng Est | $1,655.00 | $3,310.00 | 0
233 | 37022-201005 | 0265 | 1 | Sewer Tap, 54 inch | Ea | 2.000 | Kamminga & Roodvoets, Inc. | $3,600.00 | $7,200.00 | 1
233 | 37022-201005 | 0265 | 1 | Sewer Tap, 54 inch | Ea | 2.000 | M & M Excavating Company | $0.01 | $0.02 | 2
233 | 37022-201005 | 0265 | 1 | Sewer Tap, 54 inch | Ea | 2.000 | Fessler & Bowman, Inc. | $6,340.00 | $12,680.00 | 3
233 | 37022-201005 | 0265 | 1 | Sewer Tap, 54 inch | Ea | 2.000 | Crawford Contracting, Inc. | $4,000.00 | $8,000.00 | 4
233 | 37022-201005 | 0270 | 1 | Trench Undercut and Backfill | Cyd | 100.000 | Eng Est | $38.99 | $3,899.00 | 0
233 | 37022-201005 | 0270 | 1 | Trench Undercut and Backfill | Cyd | 100.000 | Kamminga & Roodvoets, Inc. | $125.00 | $12,500.00 | 1
233 | 37022-201005 | 0270 | 1 | Trench Undercut and Backfill | Cyd | 100.000 | M & M Excavating Company | $85.00 | $8,500.00 | 2
233 | 37022-201005 | 0270 | 1 | Trench Undercut and Backfill | Cyd | 100.000 | Fessler & Bowman, Inc. | $120.00 | $12,000.00 | 3
233 | 37022-201005 | 0270 | 1 | Trench Undercut and Backfill | Cyd | 100.000 | Crawford Contracting, Inc. | $90.00 | $9,000.00 | 4
233 | 37022-201005 | 0275 | 1 | Dewatering System, Trench | Ft | 5,000.000 | Eng Est | $15.00 | $75,000.00 | 0
233 | 37022-201005 | 0275 | 1 | Dewatering System, Trench | Ft | 5,000.000 | Kamminga & Roodvoets, Inc. | $27.50 | $137,500.00 | 1
233 | 37022-201005 | 0275 | 1 | Dewatering System, Trench | Ft | 5,000.000 | M & M Excavating Company | $0.01 | $50.00 | 2
233 | 37022-201005 | 0275 | 1 | Dewatering System, Trench | Ft | 5,000.000 | Fessler & Bowman, Inc. | $37.50 | $187,500.00 | 3
233 | 37022-201005 | 0275 | 1 | Dewatering System, Trench | Ft | 5,000.000 | Crawford Contracting, Inc. | $25.00 | $125,000.00 | 4
233 | 37022-201005 | 0280 | 1 | Video Taping Sewer and Culv Pipe | Ft | 13,982.000 | Eng Est | $1.38 | $19,295.16 | 0
233 | 37022-201005 | 0280 | 1 | Video Taping Sewer and Culv Pipe | Ft | 13,982.000 | Kamminga & Roodvoets, Inc. | $1.25 | $17,477.50 | 1
233 | 37022-201005 | 0280 | 1 | Video Taping Sewer and Culv Pipe | Ft | 13,982.000 | M & M Excavating Company | $1.25 | $17,477.50 | 2
233 | 37022-201005 | 0280 | 1 | Video Taping Sewer and Culv Pipe | Ft | 13,982.000 | Fessler & Bowman, Inc. | $1.30 | $18,176.60 | 3
233 | 37022-201005 | 0280 | 1 | Video Taping Sewer and Culv Pipe | Ft | 13,982.000 | Crawford Contracting, Inc. | $3.00 | $41,946.00 | 4
233 | 37022-201005 | 0285 | 1 | Sewer, Reinf Conc Ellip, HE Cl A, 24 inch by 38 inch, Tr Det A | Ft | 131.000 | Eng Est | $275.00 | $36,025.00 | 0
233 | 37022-201005 | 0285 | 1 | Sewer, Reinf Conc Ellip, HE Cl A, 24 inch by 38 inch, Tr Det A | Ft | 131.000 | Kamminga & Roodvoets, Inc. | $195.00 | $25,545.00 | 1
233 | 37022-201005 | 0285 | 1 | Sewer, Reinf Conc Ellip, HE Cl A, 24 inch by 38 inch, Tr Det A | Ft | 131.000 | M & M Excavating Company | $300.00 | $39,300.00 | 2
233 | 37022-201005 | 0285 | 1 | Sewer, Reinf Conc Ellip, HE Cl A, 24 inch by 38 inch, Tr Det A | Ft | 131.000 | Fessler & Bowman, Inc. | $213.00 | $27,903.00 | 3
233 | 37022-201005 | 0285 | 1 | Sewer, Reinf Conc Ellip, HE Cl A, 24 inch by 38 inch, Tr Det A | Ft | 131.000 | Crawford Contracting, Inc. | $262.00 | $34,322.00 | 4
233 | 37022-201005 | 0290 | 1 | Dr Structure Cover, Adj, Case 2 | Ea | 34.000 | Eng Est | $500.48 | $17,016.32 | 0
233 | 37022-201005 | 0290 | 1 | Dr Structure Cover, Adj, Case 2 | Ea | 34.000 | Kamminga & Roodvoets, Inc. | $475.00 | $16,150.00 | 1
233 | 37022-201005 | 0290 | 1 | Dr Structure Cover, Adj, Case 2 | Ea | 34.000 | M & M Excavating Company | $750.00 | $25,500.00 | 2
233 | 37022-201005 | 0290 | 1 | Dr Structure Cover, Adj, Case 2 | Ea | 34.000 | Fessler & Bowman, Inc. | $598.50 | $20,349.00 | 3
233 | 37022-201005 | 0290 | 1 | Dr Structure Cover, Adj, Case 2 | Ea | 34.000 | Crawford Contracting, Inc. | $475.00 | $16,150.00 | 4
233 | 37022-201005 | 0295 | 1 | Dr Structure Cover, Type B | Ea | 91.000 | Eng Est | $553.72 | $50,388.52 | 0
233 | 37022-201005 | 0295 | 1 | Dr Structure Cover, Type B | Ea | 91.000 | Kamminga & Roodvoets, Inc. | $500.00 | $45,500.00 | 1
233 | 37022-201005 | 0295 | 1 | Dr Structure Cover, Type B | Ea | 91.000 | M & M Excavating Company | $750.00 | $68,250.00 | 2
233 | 37022-201005 | 0295 | 1 | Dr Structure Cover, Type B | Ea | 91.000 | Fessler & Bowman, Inc. | $1,127.00 | $102,557.00 | 3
233 | 37022-201005 | 0295 | 1 | Dr Structure Cover, Type B | Ea | 91.000 | Crawford Contracting, Inc. | $915.00 | $83,265.00 | 4
233 | 37022-201005 | 0300 | 1 | Dr Structure Cover, Type D | Ea | 82.000 | Eng Est | $733.45 | $60,142.90 | 0
233 | 37022-201005 | 0300 | 1 | Dr Structure Cover, Type D | Ea | 82.000 | Kamminga & Roodvoets, Inc. | $650.00 | $53,300.00 | 1
233 | 37022-201005 | 0300 | 1 | Dr Structure Cover, Type D | Ea | 82.000 | M & M Excavating Company | $950.00 | $77,900.00 | 2
233 | 37022-201005 | 0300 | 1 | Dr Structure Cover, Type D | Ea | 82.000 | Fessler & Bowman, Inc. | $1,368.00 | $112,176.00 | 3
233 | 37022-201005 | 0300 | 1 | Dr Structure Cover, Type D | Ea | 82.000 | Crawford Contracting, Inc. | $1,100.00 | $90,200.00 | 4
233 | 37022-201005 | 0305 | 1 | Dr Structure Cover, Type G | Ea | 1.000 | Eng Est | $554.59 | $554.59 | 0
233 | 37022-201005 | 0305 | 1 | Dr Structure Cover, Type G | Ea | 1.000 | Kamminga & Roodvoets, Inc. | $450.00 | $450.00 | 1
233 | 37022-201005 | 0305 | 1 | Dr Structure Cover, Type G | Ea | 1.000 | M & M Excavating Company | $650.00 | $650.00 | 2
233 | 37022-201005 | 0305 | 1 | Dr Structure Cover, Type G | Ea | 1.000 | Fessler & Bowman, Inc. | $931.00 | $931.00 | 3
233 | 37022-201005 | 0305 | 1 | Dr Structure Cover, Type G | Ea | 1.000 | Crawford Contracting, Inc. | $700.00 | $700.00 | 4
233 | 37022-201005 | 0310 | 1 | Dr Structure Cover, Type K | Ea | 185.000 | Eng Est | $750.85 | $138,907.25 | 0
233 | 37022-201005 | 0310 | 1 | Dr Structure Cover, Type K | Ea | 185.000 | Kamminga & Roodvoets, Inc. | $750.00 | $138,750.00 | 1
233 | 37022-201005 | 0310 | 1 | Dr Structure Cover, Type K | Ea | 185.000 | M & M Excavating Company | $1,000.00 | $185,000.00 | 2
233 | 37022-201005 | 0310 | 1 | Dr Structure Cover, Type K | Ea | 185.000 | Fessler & Bowman, Inc. | $1,342.00 | $248,270.00 | 3
233 | 37022-201005 | 0310 | 1 | Dr Structure Cover, Type K | Ea | 185.000 | Crawford Contracting, Inc. | $1,300.00 | $240,500.00 | 4
233 | 37022-201005 | 0315 | 1 | Dr Structure Cover, Type Q | Ea | 18.000 | Eng Est | $604.17 | $10,875.06 | 0
233 | 37022-201005 | 0315 | 1 | Dr Structure Cover, Type Q | Ea | 18.000 | Kamminga & Roodvoets, Inc. | $550.00 | $9,900.00 | 1
233 | 37022-201005 | 0315 | 1 | Dr Structure Cover, Type Q | Ea | 18.000 | M & M Excavating Company | $900.00 | $16,200.00 | 2
233 | 37022-201005 | 0315 | 1 | Dr Structure Cover, Type Q | Ea | 18.000 | Fessler & Bowman, Inc. | $1,223.00 | $22,014.00 | 3
233 | 37022-201005 | 0315 | 1 | Dr Structure Cover, Type Q | Ea | 18.000 | Crawford Contracting, Inc. | $1,050.00 | $18,900.00 | 4
233 | 37022-201005 | 0320 | 1 | Dr Structure, 24 inch dia | Ea | 138.000 | Eng Est | $1,550.00 | $213,900.00 | 0
233 | 37022-201005 | 0320 | 1 | Dr Structure, 24 inch dia | Ea | 138.000 | Kamminga & Roodvoets, Inc. | $1,950.00 | $269,100.00 | 1
233 | 37022-201005 | 0320 | 1 | Dr Structure, 24 inch dia | Ea | 138.000 | M & M Excavating Company | $1,450.00 | $200,100.00 | 2
233 | 37022-201005 | 0320 | 1 | Dr Structure, 24 inch dia | Ea | 138.000 | Fessler & Bowman, Inc. | $1,958.00 | $270,204.00 | 3
233 | 37022-201005 | 0320 | 1 | Dr Structure, 24 inch dia | Ea | 138.000 | Crawford Contracting, Inc. | $2,136.00 | $294,768.00 | 4
233 | 37022-201005 | 0325 | 1 | Dr Structure, 48 inch dia | Ea | 84.000 | Eng Est | $2,400.00 | $201,600.00 | 0
233 | 37022-201005 | 0325 | 1 | Dr Structure, 48 inch dia | Ea | 84.000 | Kamminga & Roodvoets, Inc. | $2,750.00 | $231,000.00 | 1
233 | 37022-201005 | 0325 | 1 | Dr Structure, 48 inch dia | Ea | 84.000 | M & M Excavating Company | $2,300.00 | $193,200.00 | 2
233 | 37022-201005 | 0325 | 1 | Dr Structure, 48 inch dia | Ea | 84.000 | Fessler & Bowman, Inc. | $3,056.00 | $256,704.00 | 3
233 | 37022-201005 | 0325 | 1 | Dr Structure, 48 inch dia | Ea | 84.000 | Crawford Contracting, Inc. | $3,130.00 | $262,920.00 | 4
233 | 37022-201005 | 0330 | 1 | Dr Structure, 60 inch dia | Ea | 47.000 | Eng Est | $3,700.00 | $173,900.00 | 0
233 | 37022-201005 | 0330 | 1 | Dr Structure, 60 inch dia | Ea | 47.000 | Kamminga & Roodvoets, Inc. | $4,500.00 | $211,500.00 | 1
233 | 37022-201005 | 0330 | 1 | Dr Structure, 60 inch dia | Ea | 47.000 | M & M Excavating Company | $4,300.00 | $202,100.00 | 2
233 | 37022-201005 | 0330 | 1 | Dr Structure, 60 inch dia | Ea | 47.000 | Fessler & Bowman, Inc. | $5,444.00 | $255,868.00 | 3
233 | 37022-201005 | 0330 | 1 | Dr Structure, 60 inch dia | Ea | 47.000 | Crawford Contracting, Inc. | $7,785.00 | $365,895.00 | 4
233 | 37022-201005 | 0335 | 1 | Dr Structure, 72 inch dia | Ea | 15.000 | Eng Est | $4,972.78 | $74,591.70 | 0
233 | 37022-201005 | 0335 | 1 | Dr Structure, 72 inch dia | Ea | 15.000 | Kamminga & Roodvoets, Inc. | $5,900.00 | $88,500.00 | 1
233 | 37022-201005 | 0335 | 1 | Dr Structure, 72 inch dia | Ea | 15.000 | M & M Excavating Company | $6,000.00 | $90,000.00 | 2
233 | 37022-201005 | 0335 | 1 | Dr Structure, 72 inch dia | Ea | 15.000 | Fessler & Bowman, Inc. | $8,828.00 | $132,420.00 | 3
233 | 37022-201005 | 0335 | 1 | Dr Structure, 72 inch dia | Ea | 15.000 | Crawford Contracting, Inc. | $11,150.00 | $167,250.00 | 4
233 | 37022-201005 | 0340 | 1 | Dr Structure, 84 inch dia | Ea | 6.000 | Eng Est | $8,484.35 | $50,906.10 | 0
233 | 37022-201005 | 0340 | 1 | Dr Structure, 84 inch dia | Ea | 6.000 | Kamminga & Roodvoets, Inc. | $8,500.00 | $51,000.00 | 1
233 | 37022-201005 | 0340 | 1 | Dr Structure, 84 inch dia | Ea | 6.000 | M & M Excavating Company | $10,250.00 | $61,500.00 | 2
233 | 37022-201005 | 0340 | 1 | Dr Structure, 84 inch dia | Ea | 6.000 | Fessler & Bowman, Inc. | $13,297.00 | $79,782.00 | 3
233 | 37022-201005 | 0340 | 1 | Dr Structure, 84 inch dia | Ea | 6.000 | Crawford Contracting, Inc. | $20,000.00 | $120,000.00 | 4
233 | 37022-201005 | 0345 | 1 | Dr Structure, Add Depth of 84 inch dia, 8 foot to 15 foot | Ft | 28.000 | Eng Est | $161.47 | $4,521.16 | 0
233 | 37022-201005 | 0345 | 1 | Dr Structure, Add Depth of 84 inch dia, 8 foot to 15 foot | Ft | 28.000 | Kamminga & Roodvoets, Inc. | $500.00 | $14,000.00 | 1
233 | 37022-201005 | 0345 | 1 | Dr Structure, Add Depth of 84 inch dia, 8 foot to 15 foot | Ft | 28.000 | M & M Excavating Company | $0.01 | $0.28 | 2
233 | 37022-201005 | 0345 | 1 | Dr Structure, Add Depth of 84 inch dia, 8 foot to 15 foot | Ft | 28.000 | Fessler & Bowman, Inc. | $0.01 | $0.28 | 3
233 | 37022-201005 | 0345 | 1 | Dr Structure, Add Depth of 84 inch dia, 8 foot to 15 foot | Ft | 28.000 | Crawford Contracting, Inc. | $500.00 | $14,000.00 | 4
233 | 37022-201005 | 0350 | 1 | Dr Structure, Add Depth of 84 inch dia, more than 15 foot | Ft | 6.000 | Eng Est | $200.00 | $1,200.00 | 0
233 | 37022-201005 | 0350 | 1 | Dr Structure, Add Depth of 84 inch dia, more than 15 foot | Ft | 6.000 | Kamminga & Roodvoets, Inc. | $600.00 | $3,600.00 | 1
233 | 37022-201005 | 0350 | 1 | Dr Structure, Add Depth of 84 inch dia, more than 15 foot | Ft | 6.000 | M & M Excavating Company | $0.01 | $0.06 | 2
233 | 37022-201005 | 0350 | 1 | Dr Structure, Add Depth of 84 inch dia, more than 15 foot | Ft | 6.000 | Fessler & Bowman, Inc. | $0.01 | $0.06 | 3
233 | 37022-201005 | 0350 | 1 | Dr Structure, Add Depth of 84 inch dia, more than 15 foot | Ft | 6.000 | Crawford Contracting, Inc. | $500.00 | $3,000.00 | 4
233 | 37022-201005 | 0370 | 1 | Dr Structure, 108 inch dia | Ea | 2.000 | Eng Est | $11,991.00 | $23,982.00 | 0
233 | 37022-201005 | 0370 | 1 | Dr Structure, 108 inch dia | Ea | 2.000 | Kamminga & Roodvoets, Inc. | $19,500.00 | $39,000.00 | 1
233 | 37022-201005 | 0370 | 1 | Dr Structure, 108 inch dia | Ea | 2.000 | M & M Excavating Company | $30,000.00 | $60,000.00 | 2
233 | 37022-201005 | 0370 | 1 | Dr Structure, 108 inch dia | Ea | 2.000 | Fessler & Bowman, Inc. | $35,395.00 | $70,790.00 | 3
233 | 37022-201005 | 0370 | 1 | Dr Structure, 108 inch dia | Ea | 2.000 | Crawford Contracting, Inc. | $25,400.00 | $50,800.00 | 4
233 | 37022-201005 | 0375 | 1 | Dr Structure, Add Depth of 108 inch dia, 8 foot to 15 foot | Ft | 14.000 | Eng Est | $590.00 | $8,260.00 | 0
233 | 37022-201005 | 0375 | 1 | Dr Structure, Add Depth of 108 inch dia, 8 foot to 15 foot | Ft | 14.000 | Kamminga & Roodvoets, Inc. | $950.00 | $13,300.00 | 1
233 | 37022-201005 | 0375 | 1 | Dr Structure, Add Depth of 108 inch dia, 8 foot to 15 foot | Ft | 14.000 | M & M Excavating Company | $0.01 | $0.14 | 2
233 | 37022-201005 | 0375 | 1 | Dr Structure, Add Depth of 108 inch dia, 8 foot to 15 foot | Ft | 14.000 | Fessler & Bowman, Inc. | $0.01 | $0.14 | 3
233 | 37022-201005 | 0375 | 1 | Dr Structure, Add Depth of 108 inch dia, 8 foot to 15 foot | Ft | 14.000 | Crawford Contracting, Inc. | $500.00 | $7,000.00 | 4
233 | 37022-201005 | 0380 | 1 | Dr Structure, Add Depth of 108 inch dia, more than 15 foot | Ft | 4.000 | Eng Est | $610.00 | $2,440.00 | 0
233 | 37022-201005 | 0380 | 1 | Dr Structure, Add Depth of 108 inch dia, more than 15 foot | Ft | 4.000 | Kamminga & Roodvoets, Inc. | $1,050.00 | $4,200.00 | 1
233 | 37022-201005 | 0380 | 1 | Dr Structure, Add Depth of 108 inch dia, more than 15 foot | Ft | 4.000 | M & M Excavating Company | $0.01 | $0.04 | 2
233 | 37022-201005 | 0380 | 1 | Dr Structure, Add Depth of 108 inch dia, more than 15 foot | Ft | 4.000 | Fessler & Bowman, Inc. | $0.01 | $0.04 | 3
233 | 37022-201005 | 0380 | 1 | Dr Structure, Add Depth of 108 inch dia, more than 15 foot | Ft | 4.000 | Crawford Contracting, Inc. | $500.00 | $2,000.00 | 4
233 | 37022-201005 | 0385 | 1 | Dr Structure, 120 inch dia | Ea | 1.000 | Eng Est | $16,400.00 | $16,400.00 | 0
233 | 37022-201005 | 0385 | 1 | Dr Structure, 120 inch dia | Ea | 1.000 | Kamminga & Roodvoets, Inc. | $20,500.00 | $20,500.00 | 1
233 | 37022-201005 | 0385 | 1 | Dr Structure, 120 inch dia | Ea | 1.000 | M & M Excavating Company | $45,000.00 | $45,000.00 | 2
233 | 37022-201005 | 0385 | 1 | Dr Structure, 120 inch dia | Ea | 1.000 | Fessler & Bowman, Inc. | $43,705.00 | $43,705.00 | 3
233 | 37022-201005 | 0385 | 1 | Dr Structure, 120 inch dia | Ea | 1.000 | Crawford Contracting, Inc. | $34,000.00 | $34,000.00 | 4
233 | 37022-201005 | 0390 | 1 | Dr Structure, Add Depth of 120 inch dia, 8 foot to 15 foot | Ft | 7.000 | Eng Est | $650.00 | $4,550.00 | 0
233 | 37022-201005 | 0390 | 1 | Dr Structure, Add Depth of 120 inch dia, 8 foot to 15 foot | Ft | 7.000 | Kamminga & Roodvoets, Inc. | $950.00 | $6,650.00 | 1
233 | 37022-201005 | 0390 | 1 | Dr Structure, Add Depth of 120 inch dia, 8 foot to 15 foot | Ft | 7.000 | M & M Excavating Company | $0.01 | $0.07 | 2
233 | 37022-201005 | 0390 | 1 | Dr Structure, Add Depth of 120 inch dia, 8 foot to 15 foot | Ft | 7.000 | Fessler & Bowman, Inc. | $0.01 | $0.07 | 3
233 | 37022-201005 | 0390 | 1 | Dr Structure, Add Depth of 120 inch dia, 8 foot to 15 foot | Ft | 7.000 | Crawford Contracting, Inc. | $500.00 | $3,500.00 | 4
233 | 37022-201005 | 0395 | 1 | Dr Structure, Add Depth of 120 inch dia, more than 15 foot | Ft | 1.000 | Eng Est | $675.00 | $675.00 | 0
233 | 37022-201005 | 0395 | 1 | Dr Structure, Add Depth of 120 inch dia, more than 15 foot | Ft | 1.000 | Kamminga & Roodvoets, Inc. | $1,050.00 | $1,050.00 | 1
233 | 37022-201005 | 0395 | 1 | Dr Structure, Add Depth of 120 inch dia, more than 15 foot | Ft | 1.000 | M & M Excavating Company | $0.01 | $0.01 | 2
233 | 37022-201005 | 0395 | 1 | Dr Structure, Add Depth of 120 inch dia, more than 15 foot | Ft | 1.000 | Fessler & Bowman, Inc. | $0.01 | $0.01 | 3
233 | 37022-201005 | 0395 | 1 | Dr Structure, Add Depth of 120 inch dia, more than 15 foot | Ft | 1.000 | Crawford Contracting, Inc. | $0.01 | $0.01 | 4
233 | 37022-201005 | 0400 | 1 | Dr Structure, Add Depth of 48 inch dia, 8 foot to 15 foot | Ft | 2.000 | Eng Est | $183.28 | $366.56 | 0
233 | 37022-201005 | 0400 | 1 | Dr Structure, Add Depth of 48 inch dia, 8 foot to 15 foot | Ft | 2.000 | Kamminga & Roodvoets, Inc. | $125.00 | $250.00 | 1
233 | 37022-201005 | 0400 | 1 | Dr Structure, Add Depth of 48 inch dia, 8 foot to 15 foot | Ft | 2.000 | M & M Excavating Company | $0.01 | $0.02 | 2
233 | 37022-201005 | 0400 | 1 | Dr Structure, Add Depth of 48 inch dia, 8 foot to 15 foot | Ft | 2.000 | Fessler & Bowman, Inc. | $0.01 | $0.02 | 3
233 | 37022-201005 | 0400 | 1 | Dr Structure, Add Depth of 48 inch dia, 8 foot to 15 foot | Ft | 2.000 | Crawford Contracting, Inc. | $500.00 | $1,000.00 | 4
233 | 37022-201005 | 0405 | 1 | Dr Structure, Add Depth of 60 inch dia, 8 foot to 15 foot | Ft | 108.000 | Eng Est | $103.68 | $11,197.44 | 0
233 | 37022-201005 | 0405 | 1 | Dr Structure, Add Depth of 60 inch dia, 8 foot to 15 foot | Ft | 108.000 | Kamminga & Roodvoets, Inc. | $200.00 | $21,600.00 | 1
233 | 37022-201005 | 0405 | 1 | Dr Structure, Add Depth of 60 inch dia, 8 foot to 15 foot | Ft | 108.000 | M & M Excavating Company | $0.01 | $1.08 | 2
233 | 37022-201005 | 0405 | 1 | Dr Structure, Add Depth of 60 inch dia, 8 foot to 15 foot | Ft | 108.000 | Fessler & Bowman, Inc. | $0.01 | $1.08 | 3
233 | 37022-201005 | 0405 | 1 | Dr Structure, Add Depth of 60 inch dia, 8 foot to 15 foot | Ft | 108.000 | Crawford Contracting, Inc. | $500.00 | $54,000.00 | 4
233 | 37022-201005 | 0410 | 1 | Dr Structure, Add Depth of 60 inch dia, more than 15 foot | Ft | 3.000 | Eng Est | $184.47 | $553.41 | 0
233 | 37022-201005 | 0410 | 1 | Dr Structure, Add Depth of 60 inch dia, more than 15 foot | Ft | 3.000 | Kamminga & Roodvoets, Inc. | $240.00 | $720.00 | 1
233 | 37022-201005 | 0410 | 1 | Dr Structure, Add Depth of 60 inch dia, more than 15 foot | Ft | 3.000 | M & M Excavating Company | $0.01 | $0.03 | 2
233 | 37022-201005 | 0410 | 1 | Dr Structure, Add Depth of 60 inch dia, more than 15 foot | Ft | 3.000 | Fessler & Bowman, Inc. | $0.01 | $0.03 | 3
233 | 37022-201005 | 0410 | 1 | Dr Structure, Add Depth of 60 inch dia, more than 15 foot | Ft | 3.000 | Crawford Contracting, Inc. | $0.01 | $0.03 | 4
233 | 37022-201005 | 0415 | 1 | Dr Structure, Add Depth of 72 inch dia, 8 foot to 15 foot | Ft | 47.000 | Eng Est | $184.43 | $8,668.21 | 0
233 | 37022-201005 | 0415 | 1 | Dr Structure, Add Depth of 72 inch dia, 8 foot to 15 foot | Ft | 47.000 | Kamminga & Roodvoets, Inc. | $300.00 | $14,100.00 | 1
233 | 37022-201005 | 0415 | 1 | Dr Structure, Add Depth of 72 inch dia, 8 foot to 15 foot | Ft | 47.000 | M & M Excavating Company | $0.01 | $0.47 | 2
233 | 37022-201005 | 0415 | 1 | Dr Structure, Add Depth of 72 inch dia, 8 foot to 15 foot | Ft | 47.000 | Fessler & Bowman, Inc. | $0.01 | $0.47 | 3
233 | 37022-201005 | 0415 | 1 | Dr Structure, Add Depth of 72 inch dia, 8 foot to 15 foot | Ft | 47.000 | Crawford Contracting, Inc. | $500.00 | $23,500.00 | 4
233 | 37022-201005 | 0420 | 1 | Dr Structure, Add Depth of 72 inch dia, more than 15 foot | Ft | 2.000 | Eng Est | $250.00 | $500.00 | 0
233 | 37022-201005 | 0420 | 1 | Dr Structure, Add Depth of 72 inch dia, more than 15 foot | Ft | 2.000 | Kamminga & Roodvoets, Inc. | $360.00 | $720.00 | 1
233 | 37022-201005 | 0420 | 1 | Dr Structure, Add Depth of 72 inch dia, more than 15 foot | Ft | 2.000 | M & M Excavating Company | $0.01 | $0.02 | 2
233 | 37022-201005 | 0420 | 1 | Dr Structure, Add Depth of 72 inch dia, more than 15 foot | Ft | 2.000 | Fessler & Bowman, Inc. | $0.01 | $0.02 | 3
233 | 37022-201005 | 0420 | 1 | Dr Structure, Add Depth of 72 inch dia, more than 15 foot | Ft | 2.000 | Crawford Contracting, Inc. | $0.01 | $0.02 | 4
233 | 37022-201005 | 0425 | 1 | Dr Structure, Tap, 6 inch | Ea | 4.000 | Eng Est | $281.51 | $1,126.04 | 0
233 | 37022-201005 | 0425 | 1 | Dr Structure, Tap, 6 inch | Ea | 4.000 | Kamminga & Roodvoets, Inc. | $500.00 | $2,000.00 | 1
233 | 37022-201005 | 0425 | 1 | Dr Structure, Tap, 6 inch | Ea | 4.000 | M & M Excavating Company | $500.00 | $2,000.00 | 2
233 | 37022-201005 | 0425 | 1 | Dr Structure, Tap, 6 inch | Ea | 4.000 | Fessler & Bowman, Inc. | $179.00 | $716.00 | 3
233 | 37022-201005 | 0425 | 1 | Dr Structure, Tap, 6 inch | Ea | 4.000 | Crawford Contracting, Inc. | $400.00 | $1,600.00 | 4
233 | 37022-201005 | 0430 | 1 | Dr Structure, Tap, 12 inch | Ea | 6.000 | Eng Est | $512.90 | $3,077.40 | 0
233 | 37022-201005 | 0430 | 1 | Dr Structure, Tap, 12 inch | Ea | 6.000 | Kamminga & Roodvoets, Inc. | $900.00 | $5,400.00 | 1
233 | 37022-201005 | 0430 | 1 | Dr Structure, Tap, 12 inch | Ea | 6.000 | M & M Excavating Company | $0.01 | $0.06 | 2
233 | 37022-201005 | 0430 | 1 | Dr Structure, Tap, 12 inch | Ea | 6.000 | Fessler & Bowman, Inc. | $358.00 | $2,148.00 | 3
233 | 37022-201005 | 0430 | 1 | Dr Structure, Tap, 12 inch | Ea | 6.000 | Crawford Contracting, Inc. | $600.00 | $3,600.00 | 4
233 | 37022-201005 | 0435 | 1 | _Dr Structure, Add Depth of 144 inch dia, 8 foot to 15 foot | Ft | 14.000 | Eng Est | $1,000.00 | $14,000.00 | 0
233 | 37022-201005 | 0435 | 1 | _Dr Structure, Add Depth of 144 inch dia, 8 foot to 15 foot | Ft | 14.000 | Kamminga & Roodvoets, Inc. | $1,400.00 | $19,600.00 | 1
233 | 37022-201005 | 0435 | 1 | _Dr Structure, Add Depth of 144 inch dia, 8 foot to 15 foot | Ft | 14.000 | M & M Excavating Company | $0.01 | $0.14 | 2
233 | 37022-201005 | 0435 | 1 | _Dr Structure, Add Depth of 144 inch dia, 8 foot to 15 foot | Ft | 14.000 | Fessler & Bowman, Inc. | $0.01 | $0.14 | 3
233 | 37022-201005 | 0435 | 1 | _Dr Structure, Add Depth of 144 inch dia, 8 foot to 15 foot | Ft | 14.000 | Crawford Contracting, Inc. | $500.00 | $7,000.00 | 4
233 | 37022-201005 | 0440 | 1 | _Dr Structure, Add Depth of 144 inch dia, more than 15 foot | Ft | 1.000 | Eng Est | $1,000.00 | $1,000.00 | 0
233 | 37022-201005 | 0440 | 1 | _Dr Structure, Add Depth of 144 inch dia, more than 15 foot | Ft | 1.000 | Kamminga & Roodvoets, Inc. | $1,500.00 | $1,500.00 | 1
233 | 37022-201005 | 0440 | 1 | _Dr Structure, Add Depth of 144 inch dia, more than 15 foot | Ft | 1.000 | M & M Excavating Company | $0.01 | $0.01 | 2
233 | 37022-201005 | 0440 | 1 | _Dr Structure, Add Depth of 144 inch dia, more than 15 foot | Ft | 1.000 | Fessler & Bowman, Inc. | $0.01 | $0.01 | 3
233 | 37022-201005 | 0440 | 1 | _Dr Structure, Add Depth of 144 inch dia, more than 15 foot | Ft | 1.000 | Crawford Contracting, Inc. | $0.01 | $0.01 | 4
233 | 37022-201005 | 0445 | 1 | _Dr Structure, 144 inch dia | Ea | 2.000 | Eng Est | $25,000.00 | $50,000.00 | 0
233 | 37022-201005 | 0445 | 1 | _Dr Structure, 144 inch dia | Ea | 2.000 | Kamminga & Roodvoets, Inc. | $30,000.00 | $60,000.00 | 1
233 | 37022-201005 | 0445 | 1 | _Dr Structure, 144 inch dia | Ea | 2.000 | M & M Excavating Company | $55,000.00 | $110,000.00 | 2
233 | 37022-201005 | 0445 | 1 | _Dr Structure, 144 inch dia | Ea | 2.000 | Fessler & Bowman, Inc. | $56,690.00 | $113,380.00 | 3
233 | 37022-201005 | 0445 | 1 | _Dr Structure, 144 inch dia | Ea | 2.000 | Crawford Contracting, Inc. | $40,000.00 | $80,000.00 | 4
233 | 37022-201005 | 0450 | 1 | _Structure Cover Weigh Down, Temp | Ea | 64.000 | Eng Est | $400.00 | $25,600.00 | 0
233 | 37022-201005 | 0450 | 1 | _Structure Cover Weigh Down, Temp | Ea | 64.000 | Kamminga & Roodvoets, Inc. | $175.00 | $11,200.00 | 1
233 | 37022-201005 | 0450 | 1 | _Structure Cover Weigh Down, Temp | Ea | 64.000 | M & M Excavating Company | $400.00 | $25,600.00 | 2
233 | 37022-201005 | 0450 | 1 | _Structure Cover Weigh Down, Temp | Ea | 64.000 | Fessler & Bowman, Inc. | $1,027.50 | $65,760.00 | 3
233 | 37022-201005 | 0450 | 1 | _Structure Cover Weigh Down, Temp | Ea | 64.000 | Crawford Contracting, Inc. | $400.00 | $25,600.00 | 4
233 | 37022-201005 | 0455 | 1 | Underdrain, Subbase, 6 inch | Ft | 22,460.000 | Eng Est | $6.00 | $134,760.00 | 0
233 | 37022-201005 | 0455 | 1 | Underdrain, Subbase, 6 inch | Ft | 22,460.000 | Kamminga & Roodvoets, Inc. | $5.00 | $112,300.00 | 1
233 | 37022-201005 | 0455 | 1 | Underdrain, Subbase, 6 inch | Ft | 22,460.000 | M & M Excavating Company | $6.00 | $134,760.00 | 2
233 | 37022-201005 | 0455 | 1 | Underdrain, Subbase, 6 inch | Ft | 22,460.000 | Fessler & Bowman, Inc. | $14.00 | $314,440.00 | 3
233 | 37022-201005 | 0455 | 1 | Underdrain, Subbase, 6 inch | Ft | 22,460.000 | Crawford Contracting, Inc. | $9.50 | $213,370.00 | 4
233 | 37022-201005 | 0460 | 1 | Underdrain, Subgrade, 6 inch | Ft | 200.000 | Eng Est | $10.13 | $2,026.00 | 0
233 | 37022-201005 | 0460 | 1 | Underdrain, Subgrade, 6 inch | Ft | 200.000 | Kamminga & Roodvoets, Inc. | $20.00 | $4,000.00 | 1
233 | 37022-201005 | 0460 | 1 | Underdrain, Subgrade, 6 inch | Ft | 200.000 | M & M Excavating Company | $10.00 | $2,000.00 | 2
233 | 37022-201005 | 0460 | 1 | Underdrain, Subgrade, 6 inch | Ft | 200.000 | Fessler & Bowman, Inc. | $20.00 | $4,000.00 | 3
233 | 37022-201005 | 0460 | 1 | Underdrain, Subgrade, 6 inch | Ft | 200.000 | Crawford Contracting, Inc. | $12.00 | $2,400.00 | 4
233 | 37022-201005 | 0465 | 1 | Underdrain, Subgrade, 8 inch | Ft | 1,000.000 | Eng Est | $18.00 | $18,000.00 | 0
233 | 37022-201005 | 0465 | 1 | Underdrain, Subgrade, 8 inch | Ft | 1,000.000 | Kamminga & Roodvoets, Inc. | $33.00 | $33,000.00 | 1
233 | 37022-201005 | 0465 | 1 | Underdrain, Subgrade, 8 inch | Ft | 1,000.000 | M & M Excavating Company | $25.00 | $25,000.00 | 2
233 | 37022-201005 | 0465 | 1 | Underdrain, Subgrade, 8 inch | Ft | 1,000.000 | Fessler & Bowman, Inc. | $41.00 | $41,000.00 | 3
233 | 37022-201005 | 0465 | 1 | Underdrain, Subgrade, 8 inch | Ft | 1,000.000 | Crawford Contracting, Inc. | $16.00 | $16,000.00 | 4
233 | 37022-201005 | 0470 | 1 | Underdrain Outlet, 6 inch | Ft | 552.000 | Eng Est | $18.16 | $10,024.32 | 0
233 | 37022-201005 | 0470 | 1 | Underdrain Outlet, 6 inch | Ft | 552.000 | Kamminga & Roodvoets, Inc. | $30.00 | $16,560.00 | 1
233 | 37022-201005 | 0470 | 1 | Underdrain Outlet, 6 inch | Ft | 552.000 | M & M Excavating Company | $25.00 | $13,800.00 | 2
233 | 37022-201005 | 0470 | 1 | Underdrain Outlet, 6 inch | Ft | 552.000 | Fessler & Bowman, Inc. | $28.50 | $15,732.00 | 3
233 | 37022-201005 | 0470 | 1 | Underdrain Outlet, 6 inch | Ft | 552.000 | Crawford Contracting, Inc. | $18.00 | $9,936.00 | 4
233 | 37022-201005 | 0475 | 1 | Underdrain, Outlet Ending, 6 inch | Ea | 4.000 | Eng Est | $211.69 | $846.76 | 0
233 | 37022-201005 | 0475 | 1 | Underdrain, Outlet Ending, 6 inch | Ea | 4.000 | Kamminga & Roodvoets, Inc. | $350.00 | $1,400.00 | 1
233 | 37022-201005 | 0475 | 1 | Underdrain, Outlet Ending, 6 inch | Ea | 4.000 | M & M Excavating Company | $150.00 | $600.00 | 2
233 | 37022-201005 | 0475 | 1 | Underdrain, Outlet Ending, 6 inch | Ea | 4.000 | Fessler & Bowman, Inc. | $285.00 | $1,140.00 | 3
233 | 37022-201005 | 0475 | 1 | Underdrain, Outlet Ending, 6 inch | Ea | 4.000 | Crawford Contracting, Inc. | $200.00 | $800.00 | 4
233 | 37022-201005 | 0480 | 1 | Video Inspection of Underdrain | Ft | 23,962.000 | Eng Est | $0.82 | $19,648.84 | 0
233 | 37022-201005 | 0480 | 1 | Video Inspection of Underdrain | Ft | 23,962.000 | Kamminga & Roodvoets, Inc. | $0.90 | $21,565.80 | 1
233 | 37022-201005 | 0480 | 1 | Video Inspection of Underdrain | Ft | 23,962.000 | M & M Excavating Company | $0.85 | $20,367.70 | 2
233 | 37022-201005 | 0480 | 1 | Video Inspection of Underdrain | Ft | 23,962.000 | Fessler & Bowman, Inc. | $1.00 | $23,962.00 | 3
233 | 37022-201005 | 0480 | 1 | Video Inspection of Underdrain | Ft | 23,962.000 | Crawford Contracting, Inc. | $1.50 | $35,943.00 | 4
233 | 37022-201005 | 0490 | 1 | _Bypass Pumping (D01 of 37022) | LSUM | 1.000 | Eng Est | $10,000.00 | $10,000.00 | 0
233 | 37022-201005 | 0490 | 1 | _Bypass Pumping (D01 of 37022) | LSUM | 1.000 | Kamminga & Roodvoets, Inc. | $7,500.00 | $7,500.00 | 1
233 | 37022-201005 | 0490 | 1 | _Bypass Pumping (D01 of 37022) | LSUM | 1.000 | M & M Excavating Company | $10,000.00 | $10,000.00 | 2
233 | 37022-201005 | 0490 | 1 | _Bypass Pumping (D01 of 37022) | LSUM | 1.000 | Fessler & Bowman, Inc. | $0.01 | $0.01 | 3
233 | 37022-201005 | 0490 | 1 | _Bypass Pumping (D01 of 37022) | LSUM | 1.000 | Crawford Contracting, Inc. | $10,000.00 | $10,000.00 | 4
233 | 37022-201005 | 0495 | 1 | _Corrosion Resistant Coating, Wet Well (D01 of 37022) | LSUM | 1.000 | Eng Est | $30,000.00 | $30,000.00 | 0
233 | 37022-201005 | 0495 | 1 | _Corrosion Resistant Coating, Wet Well (D01 of 37022) | LSUM | 1.000 | Kamminga & Roodvoets, Inc. | $40,000.00 | $40,000.00 | 1
233 | 37022-201005 | 0495 | 1 | _Corrosion Resistant Coating, Wet Well (D01 of 37022) | LSUM | 1.000 | M & M Excavating Company | $53,000.00 | $53,000.00 | 2
233 | 37022-201005 | 0495 | 1 | _Corrosion Resistant Coating, Wet Well (D01 of 37022) | LSUM | 1.000 | Fessler & Bowman, Inc. | $55,650.00 | $55,650.00 | 3
233 | 37022-201005 | 0495 | 1 | _Corrosion Resistant Coating, Wet Well (D01 of 37022) | LSUM | 1.000 | Crawford Contracting, Inc. | $53,000.00 | $53,000.00 | 4
233 | 37022-201005 | 0500 | 1 | _Precast Conc Building | LSUM | 1.000 | Eng Est | $45,000.00 | $45,000.00 | 0
233 | 37022-201005 | 0500 | 1 | _Precast Conc Building | LSUM | 1.000 | Kamminga & Roodvoets, Inc. | $60,000.00 | $60,000.00 | 1
233 | 37022-201005 | 0500 | 1 | _Precast Conc Building | LSUM | 1.000 | M & M Excavating Company | $80,000.00 | $80,000.00 | 2
233 | 37022-201005 | 0500 | 1 | _Precast Conc Building | LSUM | 1.000 | Fessler & Bowman, Inc. | $63,595.00 | $63,595.00 | 3
233 | 37022-201005 | 0500 | 1 | _Precast Conc Building | LSUM | 1.000 | Crawford Contracting, Inc. | $80,000.00 | $80,000.00 | 4
233 | 37022-201005 | 0510 | 1 | _Pump Station Metal Work, Misc (D01 of 37022) | LSUM | 1.000 | Eng Est | $17,000.00 | $17,000.00 | 0
233 | 37022-201005 | 0510 | 1 | _Pump Station Metal Work, Misc (D01 of 37022) | LSUM | 1.000 | Kamminga & Roodvoets, Inc. | $20,500.00 | $20,500.00 | 1
233 | 37022-201005 | 0510 | 1 | _Pump Station Metal Work, Misc (D01 of 37022) | LSUM | 1.000 | M & M Excavating Company | $35,000.00 | $35,000.00 | 2
233 | 37022-201005 | 0510 | 1 | _Pump Station Metal Work, Misc (D01 of 37022) | LSUM | 1.000 | Fessler & Bowman, Inc. | $51,660.00 | $51,660.00 | 3
233 | 37022-201005 | 0510 | 1 | _Pump Station Metal Work, Misc (D01 of 37022) | LSUM | 1.000 | Crawford Contracting, Inc. | $35,000.00 | $35,000.00 | 4
233 | 37022-201005 | 0515 | 1 | _Pump Station Spec Coatings (D01 of 37022) | LSUM | 1.000 | Eng Est | $5,000.00 | $5,000.00 | 0
233 | 37022-201005 | 0515 | 1 | _Pump Station Spec Coatings (D01 of 37022) | LSUM | 1.000 | Kamminga & Roodvoets, Inc. | $9,800.00 | $9,800.00 | 1
233 | 37022-201005 | 0515 | 1 | _Pump Station Spec Coatings (D01 of 37022) | LSUM | 1.000 | M & M Excavating Company | $1.00 | $1.00 | 2
233 | 37022-201005 | 0515 | 1 | _Pump Station Spec Coatings (D01 of 37022) | LSUM | 1.000 | Fessler & Bowman, Inc. | $2,625.00 | $2,625.00 | 3
233 | 37022-201005 | 0515 | 1 | _Pump Station Spec Coatings (D01 of 37022) | LSUM | 1.000 | Crawford Contracting, Inc. | $1.00 | $1.00 | 4
233 | 37022-201005 | 0520 | 1 | Pavt, Cleaning | LSUM | 1.000 | Eng Est | $36,800.00 | $36,800.00 | 0
233 | 37022-201005 | 0520 | 1 | Pavt, Cleaning | LSUM | 1.000 | Kamminga & Roodvoets, Inc. | $1.00 | $1.00 | 1
233 | 37022-201005 | 0520 | 1 | Pavt, Cleaning | LSUM | 1.000 | M & M Excavating Company | $5,000.00 | $5,000.00 | 2
233 | 37022-201005 | 0520 | 1 | Pavt, Cleaning | LSUM | 1.000 | Fessler & Bowman, Inc. | $50,000.00 | $50,000.00 | 3
233 | 37022-201005 | 0520 | 1 | Pavt, Cleaning | LSUM | 1.000 | Crawford Contracting, Inc. | $10,000.00 | $10,000.00 | 4
233 | 37022-201005 | 0525 | 1 | Bump Grinding | Syd | 275.000 | Eng Est | $21.69 | $5,964.75 | 0
233 | 37022-201005 | 0525 | 1 | Bump Grinding | Syd | 275.000 | Kamminga & Roodvoets, Inc. | $25.00 | $6,875.00 | 1
233 | 37022-201005 | 0525 | 1 | Bump Grinding | Syd | 275.000 | M & M Excavating Company | $25.00 | $6,875.00 | 2
233 | 37022-201005 | 0525 | 1 | Bump Grinding | Syd | 275.000 | Fessler & Bowman, Inc. | $26.25 | $7,218.75 | 3
233 | 37022-201005 | 0525 | 1 | Bump Grinding | Syd | 275.000 | Crawford Contracting, Inc. | $25.00 | $6,875.00 | 4
233 | 37022-201005 | 0530 | 1 | HMA Surface, Rem | Syd | 20,827.000 | Eng Est | $2.94 | $61,231.38 | 0
233 | 37022-201005 | 0530 | 1 | HMA Surface, Rem | Syd | 20,827.000 | Kamminga & Roodvoets, Inc. | $6.00 | $124,962.00 | 1
233 | 37022-201005 | 0530 | 1 | HMA Surface, Rem | Syd | 20,827.000 | M & M Excavating Company | $5.00 | $104,135.00 | 2
233 | 37022-201005 | 0530 | 1 | HMA Surface, Rem | Syd | 20,827.000 | Fessler & Bowman, Inc. | $7.00 | $145,789.00 | 3
233 | 37022-201005 | 0530 | 1 | HMA Surface, Rem | Syd | 20,827.000 | Crawford Contracting, Inc. | $5.00 | $104,135.00 | 4
233 | 37022-201005 | 0535 | 1 | HMA Quality Initiative | Dlr | 43,804.000 | Eng Est | $1.00 | $43,804.00 | 0
233 | 37022-201005 | 0535 | 1 | HMA Quality Initiative | Dlr | 43,804.000 | Kamminga & Roodvoets, Inc. | $1.00 | $43,804.00 | 1
233 | 37022-201005 | 0535 | 1 | HMA Quality Initiative | Dlr | 43,804.000 | M & M Excavating Company | $1.00 | $43,804.00 | 2
233 | 37022-201005 | 0535 | 1 | HMA Quality Initiative | Dlr | 43,804.000 | Fessler & Bowman, Inc. | $1.00 | $43,804.00 | 3
233 | 37022-201005 | 0535 | 1 | HMA Quality Initiative | Dlr | 43,804.000 | Crawford Contracting, Inc. | $1.00 | $43,804.00 | 4
233 | 37022-201005 | 0540 | 1 | Longit Joint Density Quality Initiative | Dlr | 60,616.000 | Eng Est | $1.00 | $60,616.00 | 0
233 | 37022-201005 | 0540 | 1 | Longit Joint Density Quality Initiative | Dlr | 60,616.000 | Kamminga & Roodvoets, Inc. | $1.00 | $60,616.00 | 1
233 | 37022-201005 | 0540 | 1 | Longit Joint Density Quality Initiative | Dlr | 60,616.000 | M & M Excavating Company | $1.00 | $60,616.00 | 2
233 | 37022-201005 | 0540 | 1 | Longit Joint Density Quality Initiative | Dlr | 60,616.000 | Fessler & Bowman, Inc. | $1.00 | $60,616.00 | 3
233 | 37022-201005 | 0540 | 1 | Longit Joint Density Quality Initiative | Dlr | 60,616.000 | Crawford Contracting, Inc. | $1.00 | $60,616.00 | 4
233 | 37022-201005 | 0545 | 1 | Hand Patching | Ton | 21.000 | Eng Est | $250.00 | $5,250.00 | 0
233 | 37022-201005 | 0545 | 1 | Hand Patching | Ton | 21.000 | Kamminga & Roodvoets, Inc. | $263.10 | $5,525.10 | 1
233 | 37022-201005 | 0545 | 1 | Hand Patching | Ton | 21.000 | M & M Excavating Company | $300.00 | $6,300.00 | 2
233 | 37022-201005 | 0545 | 1 | Hand Patching | Ton | 21.000 | Fessler & Bowman, Inc. | $276.25 | $5,801.25 | 3
233 | 37022-201005 | 0545 | 1 | Hand Patching | Ton | 21.000 | Crawford Contracting, Inc. | $263.10 | $5,525.10 | 4
233 | 37022-201005 | 0550 | 1 | HMA Approach | Ton | 2,262.000 | Eng Est | $125.00 | $282,750.00 | 0
233 | 37022-201005 | 0550 | 1 | HMA Approach | Ton | 2,262.000 | Kamminga & Roodvoets, Inc. | $174.86 | $395,533.32 | 1
233 | 37022-201005 | 0550 | 1 | HMA Approach | Ton | 2,262.000 | M & M Excavating Company | $174.86 | $395,533.32 | 2
233 | 37022-201005 | 0550 | 1 | HMA Approach | Ton | 2,262.000 | Fessler & Bowman, Inc. | $183.75 | $415,642.50 | 3
233 | 37022-201005 | 0550 | 1 | HMA Approach | Ton | 2,262.000 | Crawford Contracting, Inc. | $174.86 | $395,533.32 | 4
233 | 37022-201005 | 0555 | 1 | HMA Approach, High Stress | Ton | 1,039.000 | Eng Est | $125.00 | $129,875.00 | 0
233 | 37022-201005 | 0555 | 1 | HMA Approach, High Stress | Ton | 1,039.000 | Kamminga & Roodvoets, Inc. | $154.35 | $160,369.65 | 1
233 | 37022-201005 | 0555 | 1 | HMA Approach, High Stress | Ton | 1,039.000 | M & M Excavating Company | $154.35 | $160,369.65 | 2
233 | 37022-201005 | 0555 | 1 | HMA Approach, High Stress | Ton | 1,039.000 | Fessler & Bowman, Inc. | $162.25 | $168,577.75 | 3
233 | 37022-201005 | 0555 | 1 | HMA Approach, High Stress | Ton | 1,039.000 | Crawford Contracting, Inc. | $154.35 | $160,369.65 | 4
233 | 37022-201005 | 0560 | 1 | HMA, 3EML | Ton | 7,962.000 | Eng Est | $88.00 | $700,656.00 | 0
233 | 37022-201005 | 0560 | 1 | HMA, 3EML | Ton | 7,962.000 | Kamminga & Roodvoets, Inc. | $72.33 | $575,891.46 | 1
233 | 37022-201005 | 0560 | 1 | HMA, 3EML | Ton | 7,962.000 | M & M Excavating Company | $72.33 | $575,891.46 | 2
233 | 37022-201005 | 0560 | 1 | HMA, 3EML | Ton | 7,962.000 | Fessler & Bowman, Inc. | $76.00 | $605,112.00 | 3
233 | 37022-201005 | 0560 | 1 | HMA, 3EML | Ton | 7,962.000 | Crawford Contracting, Inc. | $72.33 | $575,891.46 | 4
233 | 37022-201005 | 0565 | 1 | HMA, 4EML, High Stress | Ton | 10,618.000 | Eng Est | $100.00 | $1,061,800.00 | 0
233 | 37022-201005 | 0565 | 1 | HMA, 4EML, High Stress | Ton | 10,618.000 | Kamminga & Roodvoets, Inc. | $107.52 | $1,141,647.36 | 1
233 | 37022-201005 | 0565 | 1 | HMA, 4EML, High Stress | Ton | 10,618.000 | M & M Excavating Company | $107.52 | $1,141,647.36 | 2
233 | 37022-201005 | 0565 | 1 | HMA, 4EML, High Stress | Ton | 10,618.000 | Fessler & Bowman, Inc. | $113.00 | $1,199,834.00 | 3
233 | 37022-201005 | 0565 | 1 | HMA, 4EML, High Stress | Ton | 10,618.000 | Crawford Contracting, Inc. | $107.52 | $1,141,647.36 | 4
233 | 37022-201005 | 0570 | 1 | HMA, Temp Pavt (4EL) | Ton | 1,431.000 | Eng Est | $105.00 | $150,255.00 | 0
233 | 37022-201005 | 0570 | 1 | HMA, Temp Pavt (4EL) | Ton | 1,431.000 | Kamminga & Roodvoets, Inc. | $94.87 | $135,758.97 | 1
233 | 37022-201005 | 0570 | 1 | HMA, Temp Pavt (4EL) | Ton | 1,431.000 | M & M Excavating Company | $94.87 | $135,758.97 | 2
233 | 37022-201005 | 0570 | 1 | HMA, Temp Pavt (4EL) | Ton | 1,431.000 | Fessler & Bowman, Inc. | $99.75 | $142,742.25 | 3
233 | 37022-201005 | 0570 | 1 | HMA, Temp Pavt (4EL) | Ton | 1,431.000 | Crawford Contracting, Inc. | $94.87 | $135,758.97 | 4
233 | 37022-201005 | 0575 | 1 | HMA, Temp Pavt (5EL) | Ton | 1,431.000 | Eng Est | $110.00 | $157,410.00 | 0
233 | 37022-201005 | 0575 | 1 | HMA, Temp Pavt (5EL) | Ton | 1,431.000 | Kamminga & Roodvoets, Inc. | $107.90 | $154,404.90 | 1
233 | 37022-201005 | 0575 | 1 | HMA, Temp Pavt (5EL) | Ton | 1,431.000 | M & M Excavating Company | $107.90 | $154,404.90 | 2
233 | 37022-201005 | 0575 | 1 | HMA, Temp Pavt (5EL) | Ton | 1,431.000 | Fessler & Bowman, Inc. | $113.50 | $162,418.50 | 3
233 | 37022-201005 | 0575 | 1 | HMA, Temp Pavt (5EL) | Ton | 1,431.000 | Crawford Contracting, Inc. | $107.90 | $154,404.90 | 4
233 | 37022-201005 | 0580 | 1 | _Conc Pavt, Decorative, Nonreinf, 6 inch | Syd | 325.000 | Eng Est | $75.00 | $24,375.00 | 0
233 | 37022-201005 | 0580 | 1 | _Conc Pavt, Decorative, Nonreinf, 6 inch | Syd | 325.000 | Kamminga & Roodvoets, Inc. | $95.00 | $30,875.00 | 1
233 | 37022-201005 | 0580 | 1 | _Conc Pavt, Decorative, Nonreinf, 6 inch | Syd | 325.000 | M & M Excavating Company | $65.50 | $21,287.50 | 2
233 | 37022-201005 | 0580 | 1 | _Conc Pavt, Decorative, Nonreinf, 6 inch | Syd | 325.000 | Fessler & Bowman, Inc. | $142.00 | $46,150.00 | 3
233 | 37022-201005 | 0580 | 1 | _Conc Pavt, Decorative, Nonreinf, 6 inch | Syd | 325.000 | Crawford Contracting, Inc. | $94.00 | $30,550.00 | 4
233 | 37022-201005 | 0585 | 1 | _Rub Rail | Ft | 343.000 | Eng Est | $20.00 | $6,860.00 | 0
233 | 37022-201005 | 0585 | 1 | _Rub Rail | Ft | 343.000 | Kamminga & Roodvoets, Inc. | $18.00 | $6,174.00 | 1
233 | 37022-201005 | 0585 | 1 | _Rub Rail | Ft | 343.000 | M & M Excavating Company | $18.00 | $6,174.00 | 2
233 | 37022-201005 | 0585 | 1 | _Rub Rail | Ft | 343.000 | Fessler & Bowman, Inc. | $19.00 | $6,517.00 | 3
233 | 37022-201005 | 0585 | 1 | _Rub Rail | Ft | 343.000 | Crawford Contracting, Inc. | $18.00 | $6,174.00 | 4
233 | 37022-201005 | 0590 | 1 | Conc Surface Coating | Syd | 10.000 | Eng Est | $50.34 | $503.40 | 0
233 | 37022-201005 | 0590 | 1 | Conc Surface Coating | Syd | 10.000 | Kamminga & Roodvoets, Inc. | $100.00 | $1,000.00 | 1
233 | 37022-201005 | 0590 | 1 | Conc Surface Coating | Syd | 10.000 | M & M Excavating Company | $624.50 | $6,245.00 | 2
233 | 37022-201005 | 0590 | 1 | Conc Surface Coating | Syd | 10.000 | Fessler & Bowman, Inc. | $210.00 | $2,100.00 | 3
233 | 37022-201005 | 0590 | 1 | Conc Surface Coating | Syd | 10.000 | Crawford Contracting, Inc. | $621.50 | $6,215.00 | 4
233 | 37022-201005 | 0595 | 1 | _Repair Discharge Pipe | Sft | 197.000 | Eng Est | $150.00 | $29,550.00 | 0
233 | 37022-201005 | 0595 | 1 | _Repair Discharge Pipe | Sft | 197.000 | Kamminga & Roodvoets, Inc. | $25.00 | $4,925.00 | 1
233 | 37022-201005 | 0595 | 1 | _Repair Discharge Pipe | Sft | 197.000 | M & M Excavating Company | $0.01 | $1.97 | 2
233 | 37022-201005 | 0595 | 1 | _Repair Discharge Pipe | Sft | 197.000 | Fessler & Bowman, Inc. | $0.01 | $1.97 | 3
233 | 37022-201005 | 0595 | 1 | _Repair Discharge Pipe | Sft | 197.000 | Crawford Contracting, Inc. | $0.01 | $1.97 | 4
233 | 37022-201005 | 0600 | 1 | _Bollard | Ea | 10.000 | Eng Est | $1,200.00 | $12,000.00 | 0
233 | 37022-201005 | 0600 | 1 | _Bollard | Ea | 10.000 | Kamminga & Roodvoets, Inc. | $675.00 | $6,750.00 | 1
233 | 37022-201005 | 0600 | 1 | _Bollard | Ea | 10.000 | M & M Excavating Company | $1,500.00 | $15,000.00 | 2
233 | 37022-201005 | 0600 | 1 | _Bollard | Ea | 10.000 | Fessler & Bowman, Inc. | $1,575.00 | $15,750.00 | 3
233 | 37022-201005 | 0600 | 1 | _Bollard | Ea | 10.000 | Crawford Contracting, Inc. | $1,500.00 | $15,000.00 | 4
233 | 37022-201005 | 0603 | 1 | _Impeller Repair | Ea | 3.000 | Eng Est | $1,000.00 | $3,000.00 | 0
233 | 37022-201005 | 0603 | 1 | _Impeller Repair | Ea | 3.000 | Kamminga & Roodvoets, Inc. | $1,000.00 | $3,000.00 | 1
233 | 37022-201005 | 0603 | 1 | _Impeller Repair | Ea | 3.000 | M & M Excavating Company | $1,000.00 | $3,000.00 | 2
233 | 37022-201005 | 0603 | 1 | _Impeller Repair | Ea | 3.000 | Fessler & Bowman, Inc. | $6,342.00 | $19,026.00 | 3
233 | 37022-201005 | 0603 | 1 | _Impeller Repair | Ea | 3.000 | Crawford Contracting, Inc. | $1,000.00 | $3,000.00 | 4
233 | 37022-201005 | 0605 | 1 | _Inspect Discharge Pipe | Ea | 3.000 | Eng Est | $2,000.00 | $6,000.00 | 0
233 | 37022-201005 | 0605 | 1 | _Inspect Discharge Pipe | Ea | 3.000 | Kamminga & Roodvoets, Inc. | $2,500.00 | $7,500.00 | 1
233 | 37022-201005 | 0605 | 1 | _Inspect Discharge Pipe | Ea | 3.000 | M & M Excavating Company | $0.01 | $0.03 | 2
233 | 37022-201005 | 0605 | 1 | _Inspect Discharge Pipe | Ea | 3.000 | Fessler & Bowman, Inc. | $53,434.50 | $160,303.50 | 3
233 | 37022-201005 | 0605 | 1 | _Inspect Discharge Pipe | Ea | 3.000 | Crawford Contracting, Inc. | $0.01 | $0.03 | 4
233 | 37022-201005 | 0607 | 1 | _Pump Inspection and General Maintenance, Submersible Pump | Ea | 3.000 | Eng Est | $20,000.00 | $60,000.00 | 0
233 | 37022-201005 | 0607 | 1 | _Pump Inspection and General Maintenance, Submersible Pump | Ea | 3.000 | Kamminga & Roodvoets, Inc. | $38,625.00 | $115,875.00 | 1
233 | 37022-201005 | 0607 | 1 | _Pump Inspection and General Maintenance, Submersible Pump | Ea | 3.000 | M & M Excavating Company | $115,000.00 | $345,000.00 | 2
233 | 37022-201005 | 0607 | 1 | _Pump Inspection and General Maintenance, Submersible Pump | Ea | 3.000 | Fessler & Bowman, Inc. | $53,434.50 | $160,303.50 | 3
233 | 37022-201005 | 0607 | 1 | _Pump Inspection and General Maintenance, Submersible Pump | Ea | 3.000 | Crawford Contracting, Inc. | $115,000.00 | $345,000.00 | 4
233 | 37022-201005 | 0608 | 1 | _Pump Casing Repair | Ea | 2.000 | Eng Est | $1,000.00 | $2,000.00 | 0
233 | 37022-201005 | 0608 | 1 | _Pump Casing Repair | Ea | 2.000 | Kamminga & Roodvoets, Inc. | $1,200.00 | $2,400.00 | 1
233 | 37022-201005 | 0608 | 1 | _Pump Casing Repair | Ea | 2.000 | M & M Excavating Company | $1,200.00 | $2,400.00 | 2
233 | 37022-201005 | 0608 | 1 | _Pump Casing Repair | Ea | 2.000 | Fessler & Bowman, Inc. | $12,820.50 | $25,641.00 | 3
233 | 37022-201005 | 0608 | 1 | _Pump Casing Repair | Ea | 2.000 | Crawford Contracting, Inc. | $1,200.00 | $2,400.00 | 4
233 | 37022-201005 | 0610 | 1 | Driveway, Nonreinf Conc, 6 inch | Syd | 2,574.000 | Eng Est | $50.00 | $128,700.00 | 0
233 | 37022-201005 | 0610 | 1 | Driveway, Nonreinf Conc, 6 inch | Syd | 2,574.000 | Kamminga & Roodvoets, Inc. | $58.00 | $149,292.00 | 1
233 | 37022-201005 | 0610 | 1 | Driveway, Nonreinf Conc, 6 inch | Syd | 2,574.000 | M & M Excavating Company | $58.37 | $150,244.38 | 2
233 | 37022-201005 | 0610 | 1 | Driveway, Nonreinf Conc, 6 inch | Syd | 2,574.000 | Fessler & Bowman, Inc. | $68.25 | $175,675.50 | 3
233 | 37022-201005 | 0610 | 1 | Driveway, Nonreinf Conc, 6 inch | Syd | 2,574.000 | Crawford Contracting, Inc. | $57.00 | $146,718.00 | 4
233 | 37022-201005 | 0615 | 1 | Curb, Conc, Det E2 | Ft | 34.000 | Eng Est | $33.22 | $1,129.48 | 0
233 | 37022-201005 | 0615 | 1 | Curb, Conc, Det E2 | Ft | 34.000 | Kamminga & Roodvoets, Inc. | $40.00 | $1,360.00 | 1
233 | 37022-201005 | 0615 | 1 | Curb, Conc, Det E2 | Ft | 34.000 | M & M Excavating Company | $31.00 | $1,054.00 | 2
233 | 37022-201005 | 0615 | 1 | Curb, Conc, Det E2 | Ft | 34.000 | Fessler & Bowman, Inc. | $36.75 | $1,249.50 | 3
233 | 37022-201005 | 0615 | 1 | Curb, Conc, Det E2 | Ft | 34.000 | Crawford Contracting, Inc. | $37.00 | $1,258.00 | 4
233 | 37022-201005 | 0620 | 1 | Curb and Gutter, Conc, Det F2 | Ft | 32.000 | Eng Est | $30.88 | $988.16 | 0
233 | 37022-201005 | 0620 | 1 | Curb and Gutter, Conc, Det F2 | Ft | 32.000 | Kamminga & Roodvoets, Inc. | $54.00 | $1,728.00 | 1
233 | 37022-201005 | 0620 | 1 | Curb and Gutter, Conc, Det F2 | Ft | 32.000 | M & M Excavating Company | $31.00 | $992.00 | 2
233 | 37022-201005 | 0620 | 1 | Curb and Gutter, Conc, Det F2 | Ft | 32.000 | Fessler & Bowman, Inc. | $38.00 | $1,216.00 | 3
233 | 37022-201005 | 0620 | 1 | Curb and Gutter, Conc, Det F2 | Ft | 32.000 | Crawford Contracting, Inc. | $53.00 | $1,696.00 | 4
233 | 37022-201005 | 0625 | 1 | Curb and Gutter, Conc, Det F4 | Ft | 140.000 | Eng Est | $27.85 | $3,899.00 | 0
233 | 37022-201005 | 0625 | 1 | Curb and Gutter, Conc, Det F4 | Ft | 140.000 | Kamminga & Roodvoets, Inc. | $54.00 | $7,560.00 | 1
233 | 37022-201005 | 0625 | 1 | Curb and Gutter, Conc, Det F4 | Ft | 140.000 | M & M Excavating Company | $28.00 | $3,920.00 | 2
233 | 37022-201005 | 0625 | 1 | Curb and Gutter, Conc, Det F4 | Ft | 140.000 | Fessler & Bowman, Inc. | $38.00 | $5,320.00 | 3
233 | 37022-201005 | 0625 | 1 | Curb and Gutter, Conc, Det F4 | Ft | 140.000 | Crawford Contracting, Inc. | $53.00 | $7,420.00 | 4
233 | 37022-201005 | 0630 | 1 | Curb and Gutter, Conc, Det F5 | Ft | 1,138.000 | Eng Est | $27.11 | $30,851.18 | 0
233 | 37022-201005 | 0630 | 1 | Curb and Gutter, Conc, Det F5 | Ft | 1,138.000 | Kamminga & Roodvoets, Inc. | $37.00 | $42,106.00 | 1
233 | 37022-201005 | 0630 | 1 | Curb and Gutter, Conc, Det F5 | Ft | 1,138.000 | M & M Excavating Company | $30.93 | $35,198.34 | 2
233 | 37022-201005 | 0630 | 1 | Curb and Gutter, Conc, Det F5 | Ft | 1,138.000 | Fessler & Bowman, Inc. | $36.75 | $41,821.50 | 3
233 | 37022-201005 | 0630 | 1 | Curb and Gutter, Conc, Det F5 | Ft | 1,138.000 | Crawford Contracting, Inc. | $36.00 | $40,968.00 | 4
233 | 37022-201005 | 0635 | 1 | Curb and Gutter, Conc, Det F6 | Ft | 11,711.000 | Eng Est | $25.00 | $292,775.00 | 0
233 | 37022-201005 | 0635 | 1 | Curb and Gutter, Conc, Det F6 | Ft | 11,711.000 | Kamminga & Roodvoets, Inc. | $36.00 | $421,596.00 | 1
233 | 37022-201005 | 0635 | 1 | Curb and Gutter, Conc, Det F6 | Ft | 11,711.000 | M & M Excavating Company | $24.51 | $287,036.61 | 2
233 | 37022-201005 | 0635 | 1 | Curb and Gutter, Conc, Det F6 | Ft | 11,711.000 | Fessler & Bowman, Inc. | $36.00 | $421,596.00 | 3
233 | 37022-201005 | 0635 | 1 | Curb and Gutter, Conc, Det F6 | Ft | 11,711.000 | Crawford Contracting, Inc. | $35.00 | $409,885.00 | 4
233 | 37022-201005 | 0640 | 1 | Driveway Opening, Conc, Det M | Ft | 5,187.000 | Eng Est | $26.00 | $134,862.00 | 0
233 | 37022-201005 | 0640 | 1 | Driveway Opening, Conc, Det M | Ft | 5,187.000 | Kamminga & Roodvoets, Inc. | $44.00 | $228,228.00 | 1
233 | 37022-201005 | 0640 | 1 | Driveway Opening, Conc, Det M | Ft | 5,187.000 | M & M Excavating Company | $29.16 | $151,252.92 | 2
233 | 37022-201005 | 0640 | 1 | Driveway Opening, Conc, Det M | Ft | 5,187.000 | Fessler & Bowman, Inc. | $38.00 | $197,106.00 | 3
233 | 37022-201005 | 0640 | 1 | Driveway Opening, Conc, Det M | Ft | 5,187.000 | Crawford Contracting, Inc. | $43.00 | $223,041.00 | 4
233 | 37022-201005 | 0645 | 1 | Detectable Warning Surface | Ft | 326.000 | Eng Est | $39.34 | $12,824.84 | 0
233 | 37022-201005 | 0645 | 1 | Detectable Warning Surface | Ft | 326.000 | Kamminga & Roodvoets, Inc. | $44.00 | $14,344.00 | 1
233 | 37022-201005 | 0645 | 1 | Detectable Warning Surface | Ft | 326.000 | M & M Excavating Company | $42.00 | $13,692.00 | 2
233 | 37022-201005 | 0645 | 1 | Detectable Warning Surface | Ft | 326.000 | Fessler & Bowman, Inc. | $38.00 | $12,388.00 | 3
233 | 37022-201005 | 0645 | 1 | Detectable Warning Surface | Ft | 326.000 | Crawford Contracting, Inc. | $44.00 | $14,344.00 | 4
233 | 37022-201005 | 0650 | 1 | Curb Ramp Opening, Conc | Ft | 386.000 | Eng Est | $25.71 | $9,924.06 | 0
233 | 37022-201005 | 0650 | 1 | Curb Ramp Opening, Conc | Ft | 386.000 | Kamminga & Roodvoets, Inc. | $34.00 | $13,124.00 | 1
233 | 37022-201005 | 0650 | 1 | Curb Ramp Opening, Conc | Ft | 386.000 | M & M Excavating Company | $29.16 | $11,255.76 | 2
233 | 37022-201005 | 0650 | 1 | Curb Ramp Opening, Conc | Ft | 386.000 | Fessler & Bowman, Inc. | $38.00 | $14,668.00 | 3
233 | 37022-201005 | 0650 | 1 | Curb Ramp Opening, Conc | Ft | 386.000 | Crawford Contracting, Inc. | $33.00 | $12,738.00 | 4
233 | 37022-201005 | 0655 | 1 | Sidewalk, Conc, 4 inch | Sft | 32,195.000 | Eng Est | $6.00 | $193,170.00 | 0
233 | 37022-201005 | 0655 | 1 | Sidewalk, Conc, 4 inch | Sft | 32,195.000 | Kamminga & Roodvoets, Inc. | $5.25 | $169,023.75 | 1
233 | 37022-201005 | 0655 | 1 | Sidewalk, Conc, 4 inch | Sft | 32,195.000 | M & M Excavating Company | $4.45 | $143,267.75 | 2
233 | 37022-201005 | 0655 | 1 | Sidewalk, Conc, 4 inch | Sft | 32,195.000 | Fessler & Bowman, Inc. | $5.50 | $177,072.50 | 3
233 | 37022-201005 | 0655 | 1 | Sidewalk, Conc, 4 inch | Sft | 32,195.000 | Crawford Contracting, Inc. | $5.25 | $169,023.75 | 4
233 | 37022-201005 | 0660 | 1 | Sidewalk, Conc, 6 inch | Sft | 16,751.000 | Eng Est | $5.22 | $87,440.22 | 0
233 | 37022-201005 | 0660 | 1 | Sidewalk, Conc, 6 inch | Sft | 16,751.000 | Kamminga & Roodvoets, Inc. | $6.00 | $100,506.00 | 1
233 | 37022-201005 | 0660 | 1 | Sidewalk, Conc, 6 inch | Sft | 16,751.000 | M & M Excavating Company | $5.76 | $96,485.76 | 2
233 | 37022-201005 | 0660 | 1 | Sidewalk, Conc, 6 inch | Sft | 16,751.000 | Fessler & Bowman, Inc. | $6.50 | $108,881.50 | 3
233 | 37022-201005 | 0660 | 1 | Sidewalk, Conc, 6 inch | Sft | 16,751.000 | Crawford Contracting, Inc. | $5.60 | $93,805.60 | 4
233 | 37022-201005 | 0665 | 1 | Sidewalk, Clay Brick Pavers, Rem | Sft | 2,912.000 | Eng Est | $4.71 | $13,715.52 | 0
233 | 37022-201005 | 0665 | 1 | Sidewalk, Clay Brick Pavers, Rem | Sft | 2,912.000 | Kamminga & Roodvoets, Inc. | $1.00 | $2,912.00 | 1
233 | 37022-201005 | 0665 | 1 | Sidewalk, Clay Brick Pavers, Rem | Sft | 2,912.000 | M & M Excavating Company | $2.00 | $5,824.00 | 2
233 | 37022-201005 | 0665 | 1 | Sidewalk, Clay Brick Pavers, Rem | Sft | 2,912.000 | Fessler & Bowman, Inc. | $18.00 | $52,416.00 | 3
233 | 37022-201005 | 0665 | 1 | Sidewalk, Clay Brick Pavers, Rem | Sft | 2,912.000 | Crawford Contracting, Inc. | $1.50 | $4,368.00 | 4
233 | 37022-201005 | 0670 | 1 | Curb Ramp, Conc, 6 inch | Sft | 5,671.000 | Eng Est | $7.48 | $42,419.08 | 0
233 | 37022-201005 | 0670 | 1 | Curb Ramp, Conc, 6 inch | Sft | 5,671.000 | Kamminga & Roodvoets, Inc. | $7.75 | $43,950.25 | 1
233 | 37022-201005 | 0670 | 1 | Curb Ramp, Conc, 6 inch | Sft | 5,671.000 | M & M Excavating Company | $8.00 | $45,368.00 | 2
233 | 37022-201005 | 0670 | 1 | Curb Ramp, Conc, 6 inch | Sft | 5,671.000 | Fessler & Bowman, Inc. | $7.50 | $42,532.50 | 3
233 | 37022-201005 | 0670 | 1 | Curb Ramp, Conc, 6 inch | Sft | 5,671.000 | Crawford Contracting, Inc. | $8.00 | $45,368.00 | 4
233 | 37022-201005 | 0675 | 1 | _Decorative Conc, Surface, 4 inch | Sft | 827.000 | Eng Est | $15.00 | $12,405.00 | 0
233 | 37022-201005 | 0675 | 1 | _Decorative Conc, Surface, 4 inch | Sft | 827.000 | Kamminga & Roodvoets, Inc. | $20.00 | $16,540.00 | 1
233 | 37022-201005 | 0675 | 1 | _Decorative Conc, Surface, 4 inch | Sft | 827.000 | M & M Excavating Company | $14.85 | $12,280.95 | 2
233 | 37022-201005 | 0675 | 1 | _Decorative Conc, Surface, 4 inch | Sft | 827.000 | Fessler & Bowman, Inc. | $19.00 | $15,713.00 | 3
233 | 37022-201005 | 0675 | 1 | _Decorative Conc, Surface, 4 inch | Sft | 827.000 | Crawford Contracting, Inc. | $19.36 | $16,010.72 | 4
233 | 37022-201005 | 0680 | 1 | Curb Vertical, HMA | Ft | 7,480.000 | Eng Est | $11.44 | $85,571.20 | 0
233 | 37022-201005 | 0680 | 1 | Curb Vertical, HMA | Ft | 7,480.000 | Kamminga & Roodvoets, Inc. | $3.00 | $22,440.00 | 1
233 | 37022-201005 | 0680 | 1 | Curb Vertical, HMA | Ft | 7,480.000 | M & M Excavating Company | $3.00 | $22,440.00 | 2
233 | 37022-201005 | 0680 | 1 | Curb Vertical, HMA | Ft | 7,480.000 | Fessler & Bowman, Inc. | $0.00 | $0.00 | 3
233 | 37022-201005 | 0680 | 1 | Curb Vertical, HMA | Ft | 7,480.000 | Crawford Contracting, Inc. | $3.00 | $22,440.00 | 4
233 | 37022-201005 | 0685 | 1 | Guardrail Departing Terminal, Type B | Ea | 1.000 | Eng Est | $1,100.00 | $1,100.00 | 0
233 | 37022-201005 | 0685 | 1 | Guardrail Departing Terminal, Type B | Ea | 1.000 | Kamminga & Roodvoets, Inc. | $1,000.00 | $1,000.00 | 1
233 | 37022-201005 | 0685 | 1 | Guardrail Departing Terminal, Type B | Ea | 1.000 | M & M Excavating Company | $1,000.00 | $1,000.00 | 2
233 | 37022-201005 | 0685 | 1 | Guardrail Departing Terminal, Type B | Ea | 1.000 | Fessler & Bowman, Inc. | $1,050.00 | $1,050.00 | 3
233 | 37022-201005 | 0685 | 1 | Guardrail Departing Terminal, Type B | Ea | 1.000 | Crawford Contracting, Inc. | $1,000.00 | $1,000.00 | 4
233 | 37022-201005 | 0690 | 1 | Guardrail Departing Terminal, Type MGS | Ea | 1.000 | Eng Est | $1,100.00 | $1,100.00 | 0
233 | 37022-201005 | 0690 | 1 | Guardrail Departing Terminal, Type MGS | Ea | 1.000 | Kamminga & Roodvoets, Inc. | $1,000.00 | $1,000.00 | 1
233 | 37022-201005 | 0690 | 1 | Guardrail Departing Terminal, Type MGS | Ea | 1.000 | M & M Excavating Company | $1,000.00 | $1,000.00 | 2
233 | 37022-201005 | 0690 | 1 | Guardrail Departing Terminal, Type MGS | Ea | 1.000 | Fessler & Bowman, Inc. | $1,050.00 | $1,050.00 | 3
233 | 37022-201005 | 0690 | 1 | Guardrail Departing Terminal, Type MGS | Ea | 1.000 | Crawford Contracting, Inc. | $1,000.00 | $1,000.00 | 4
233 | 37022-201005 | 0695 | 1 | Guardrail, Salv | Ft | 350.000 | Eng Est | $3.06 | $1,071.00 | 0
233 | 37022-201005 | 0695 | 1 | Guardrail, Salv | Ft | 350.000 | Kamminga & Roodvoets, Inc. | $4.25 | $1,487.50 | 1
233 | 37022-201005 | 0695 | 1 | Guardrail, Salv | Ft | 350.000 | M & M Excavating Company | $4.25 | $1,487.50 | 2
233 | 37022-201005 | 0695 | 1 | Guardrail, Salv | Ft | 350.000 | Fessler & Bowman, Inc. | $4.50 | $1,575.00 | 3
233 | 37022-201005 | 0695 | 1 | Guardrail, Salv | Ft | 350.000 | Crawford Contracting, Inc. | $4.25 | $1,487.50 | 4
233 | 37022-201005 | 0700 | 1 | Guardrail Reflector | Ea | 13.000 | Eng Est | $6.16 | $80.08 | 0
233 | 37022-201005 | 0700 | 1 | Guardrail Reflector | Ea | 13.000 | Kamminga & Roodvoets, Inc. | $6.00 | $78.00 | 1
233 | 37022-201005 | 0700 | 1 | Guardrail Reflector | Ea | 13.000 | M & M Excavating Company | $6.00 | $78.00 | 2
233 | 37022-201005 | 0700 | 1 | Guardrail Reflector | Ea | 13.000 | Fessler & Bowman, Inc. | $6.50 | $84.50 | 3
233 | 37022-201005 | 0700 | 1 | Guardrail Reflector | Ea | 13.000 | Crawford Contracting, Inc. | $6.00 | $78.00 | 4
233 | 37022-201005 | 0705 | 1 | Post, Mailbox | Ea | 12.000 | Eng Est | $118.55 | $1,422.60 | 0
233 | 37022-201005 | 0705 | 1 | Post, Mailbox | Ea | 12.000 | Kamminga & Roodvoets, Inc. | $150.00 | $1,800.00 | 1
233 | 37022-201005 | 0705 | 1 | Post, Mailbox | Ea | 12.000 | M & M Excavating Company | $150.00 | $1,800.00 | 2
233 | 37022-201005 | 0705 | 1 | Post, Mailbox | Ea | 12.000 | Fessler & Bowman, Inc. | $152.50 | $1,830.00 | 3
233 | 37022-201005 | 0705 | 1 | Post, Mailbox | Ea | 12.000 | Crawford Contracting, Inc. | $150.00 | $1,800.00 | 4
233 | 37022-201005 | 0710 | 1 | Guardrail, Reconst, Type B | Ft | 350.000 | Eng Est | $15.00 | $5,250.00 | 0
233 | 37022-201005 | 0710 | 1 | Guardrail, Reconst, Type B | Ft | 350.000 | Kamminga & Roodvoets, Inc. | $9.50 | $3,325.00 | 1
233 | 37022-201005 | 0710 | 1 | Guardrail, Reconst, Type B | Ft | 350.000 | M & M Excavating Company | $9.50 | $3,325.00 | 2
233 | 37022-201005 | 0710 | 1 | Guardrail, Reconst, Type B | Ft | 350.000 | Fessler & Bowman, Inc. | $10.00 | $3,500.00 | 3
233 | 37022-201005 | 0710 | 1 | Guardrail, Reconst, Type B | Ft | 350.000 | Crawford Contracting, Inc. | $9.50 | $3,325.00 | 4
233 | 37022-201005 | 0715 | 1 | Guardrail, Curved, Type B-CRT | Ft | 13.000 | Eng Est | $45.00 | $585.00 | 0
233 | 37022-201005 | 0715 | 1 | Guardrail, Curved, Type B-CRT | Ft | 13.000 | Kamminga & Roodvoets, Inc. | $48.00 | $624.00 | 1
233 | 37022-201005 | 0715 | 1 | Guardrail, Curved, Type B-CRT | Ft | 13.000 | M & M Excavating Company | $48.00 | $624.00 | 2
233 | 37022-201005 | 0715 | 1 | Guardrail, Curved, Type B-CRT | Ft | 13.000 | Fessler & Bowman, Inc. | $50.50 | $656.50 | 3
233 | 37022-201005 | 0715 | 1 | Guardrail, Curved, Type B-CRT | Ft | 13.000 | Crawford Contracting, Inc. | $48.00 | $624.00 | 4
233 | 37022-201005 | 0720 | 1 | Guardrail, Type MGS-8, 72 inch Post | Ft | 144.000 | Eng Est | $45.00 | $6,480.00 | 0
233 | 37022-201005 | 0720 | 1 | Guardrail, Type MGS-8, 72 inch Post | Ft | 144.000 | Kamminga & Roodvoets, Inc. | $36.50 | $5,256.00 | 1
233 | 37022-201005 | 0720 | 1 | Guardrail, Type MGS-8, 72 inch Post | Ft | 144.000 | M & M Excavating Company | $36.50 | $5,256.00 | 2
233 | 37022-201005 | 0720 | 1 | Guardrail, Type MGS-8, 72 inch Post | Ft | 144.000 | Fessler & Bowman, Inc. | $38.50 | $5,544.00 | 3
233 | 37022-201005 | 0720 | 1 | Guardrail, Type MGS-8, 72 inch Post | Ft | 144.000 | Crawford Contracting, Inc. | $36.50 | $5,256.00 | 4
233 | 37022-201005 | 0725 | 1 | Fence, Woven Wire with Steel Post | Ft | 405.000 | Eng Est | $12.45 | $5,042.25 | 0
233 | 37022-201005 | 0725 | 1 | Fence, Woven Wire with Steel Post | Ft | 405.000 | Kamminga & Roodvoets, Inc. | $22.00 | $8,910.00 | 1
233 | 37022-201005 | 0725 | 1 | Fence, Woven Wire with Steel Post | Ft | 405.000 | M & M Excavating Company | $22.00 | $8,910.00 | 2
233 | 37022-201005 | 0725 | 1 | Fence, Woven Wire with Steel Post | Ft | 405.000 | Fessler & Bowman, Inc. | $23.25 | $9,416.25 | 3
233 | 37022-201005 | 0725 | 1 | Fence, Woven Wire with Steel Post | Ft | 405.000 | Crawford Contracting, Inc. | $10.00 | $4,050.00 | 4
233 | 37022-201005 | 0730 | 1 | Fence, Protective | Ft | 3,788.000 | Eng Est | $5.76 | $21,818.88 | 0
233 | 37022-201005 | 0730 | 1 | Fence, Protective | Ft | 3,788.000 | Kamminga & Roodvoets, Inc. | $3.00 | $11,364.00 | 1
233 | 37022-201005 | 0730 | 1 | Fence, Protective | Ft | 3,788.000 | M & M Excavating Company | $5.00 | $18,940.00 | 2
233 | 37022-201005 | 0730 | 1 | Fence, Protective | Ft | 3,788.000 | Fessler & Bowman, Inc. | $5.25 | $19,887.00 | 3
233 | 37022-201005 | 0730 | 1 | Fence, Protective | Ft | 3,788.000 | Crawford Contracting, Inc. | $8.00 | $30,304.00 | 4
233 | 37022-201005 | 0735 | 1 | _Decorative Fence Gate, 27 Foot | Ea | 1.000 | Eng Est | $20,000.00 | $20,000.00 | 0
233 | 37022-201005 | 0735 | 1 | _Decorative Fence Gate, 27 Foot | Ea | 1.000 | Kamminga & Roodvoets, Inc. | $27,500.00 | $27,500.00 | 1
233 | 37022-201005 | 0735 | 1 | _Decorative Fence Gate, 27 Foot | Ea | 1.000 | M & M Excavating Company | $27,500.00 | $27,500.00 | 2
233 | 37022-201005 | 0735 | 1 | _Decorative Fence Gate, 27 Foot | Ea | 1.000 | Fessler & Bowman, Inc. | $28,875.00 | $28,875.00 | 3
233 | 37022-201005 | 0735 | 1 | _Decorative Fence Gate, 27 Foot | Ea | 1.000 | Crawford Contracting, Inc. | $30,000.00 | $30,000.00 | 4
233 | 37022-201005 | 0740 | 1 | Fdn, Wood Support, Rem | Ea | 12.000 | Eng Est | $106.76 | $1,281.12 | 0
233 | 37022-201005 | 0740 | 1 | Fdn, Wood Support, Rem | Ea | 12.000 | Kamminga & Roodvoets, Inc. | $150.00 | $1,800.00 | 1
233 | 37022-201005 | 0740 | 1 | Fdn, Wood Support, Rem | Ea | 12.000 | M & M Excavating Company | $150.00 | $1,800.00 | 2
233 | 37022-201005 | 0740 | 1 | Fdn, Wood Support, Rem | Ea | 12.000 | Fessler & Bowman, Inc. | $157.50 | $1,890.00 | 3
233 | 37022-201005 | 0740 | 1 | Fdn, Wood Support, Rem | Ea | 12.000 | Crawford Contracting, Inc. | $150.00 | $1,800.00 | 4
233 | 37022-201005 | 0745 | 1 | Post Hole Through Conc for Steel Post | Ea | 2.000 | Eng Est | $92.27 | $184.54 | 0
233 | 37022-201005 | 0745 | 1 | Post Hole Through Conc for Steel Post | Ea | 2.000 | Kamminga & Roodvoets, Inc. | $75.00 | $150.00 | 1
233 | 37022-201005 | 0745 | 1 | Post Hole Through Conc for Steel Post | Ea | 2.000 | M & M Excavating Company | $100.00 | $200.00 | 2
233 | 37022-201005 | 0745 | 1 | Post Hole Through Conc for Steel Post | Ea | 2.000 | Fessler & Bowman, Inc. | $105.00 | $210.00 | 3
233 | 37022-201005 | 0745 | 1 | Post Hole Through Conc for Steel Post | Ea | 2.000 | Crawford Contracting, Inc. | $75.00 | $150.00 | 4
233 | 37022-201005 | 0750 | 1 | Post, Steel, 3 pound | Ft | 1,228.000 | Eng Est | $6.60 | $8,104.80 | 0
233 | 37022-201005 | 0750 | 1 | Post, Steel, 3 pound | Ft | 1,228.000 | Kamminga & Roodvoets, Inc. | $7.75 | $9,517.00 | 1
233 | 37022-201005 | 0750 | 1 | Post, Steel, 3 pound | Ft | 1,228.000 | M & M Excavating Company | $7.75 | $9,517.00 | 2
233 | 37022-201005 | 0750 | 1 | Post, Steel, 3 pound | Ft | 1,228.000 | Fessler & Bowman, Inc. | $8.25 | $10,131.00 | 3
233 | 37022-201005 | 0750 | 1 | Post, Steel, 3 pound | Ft | 1,228.000 | Crawford Contracting, Inc. | $7.75 | $9,517.00 | 4
233 | 37022-201005 | 0755 | 1 | Post, Wood, 4 inch by 6 inch | Ft | 264.000 | Eng Est | $19.51 | $5,150.64 | 0
233 | 37022-201005 | 0755 | 1 | Post, Wood, 4 inch by 6 inch | Ft | 264.000 | Kamminga & Roodvoets, Inc. | $22.00 | $5,808.00 | 1
233 | 37022-201005 | 0755 | 1 | Post, Wood, 4 inch by 6 inch | Ft | 264.000 | M & M Excavating Company | $20.00 | $5,280.00 | 2
233 | 37022-201005 | 0755 | 1 | Post, Wood, 4 inch by 6 inch | Ft | 264.000 | Fessler & Bowman, Inc. | $21.00 | $5,544.00 | 3
233 | 37022-201005 | 0755 | 1 | Post, Wood, 4 inch by 6 inch | Ft | 264.000 | Crawford Contracting, Inc. | $22.00 | $5,808.00 | 4
233 | 37022-201005 | 0760 | 1 | Post, Wood, 6 inch by 8 inch | Ft | 124.000 | Eng Est | $25.23 | $3,128.52 | 0
233 | 37022-201005 | 0760 | 1 | Post, Wood, 6 inch by 8 inch | Ft | 124.000 | Kamminga & Roodvoets, Inc. | $26.00 | $3,224.00 | 1
233 | 37022-201005 | 0760 | 1 | Post, Wood, 6 inch by 8 inch | Ft | 124.000 | M & M Excavating Company | $26.00 | $3,224.00 | 2
233 | 37022-201005 | 0760 | 1 | Post, Wood, 6 inch by 8 inch | Ft | 124.000 | Fessler & Bowman, Inc. | $27.00 | $3,348.00 | 3
233 | 37022-201005 | 0760 | 1 | Post, Wood, 6 inch by 8 inch | Ft | 124.000 | Crawford Contracting, Inc. | $26.00 | $3,224.00 | 4
233 | 37022-201005 | 0765 | 1 | Sign, Type II, Erect, Salv | Ea | 3.000 | Eng Est | $50.27 | $150.81 | 0
233 | 37022-201005 | 0765 | 1 | Sign, Type II, Erect, Salv | Ea | 3.000 | Kamminga & Roodvoets, Inc. | $35.00 | $105.00 | 1
233 | 37022-201005 | 0765 | 1 | Sign, Type II, Erect, Salv | Ea | 3.000 | M & M Excavating Company | $35.00 | $105.00 | 2
233 | 37022-201005 | 0765 | 1 | Sign, Type II, Erect, Salv | Ea | 3.000 | Fessler & Bowman, Inc. | $36.75 | $110.25 | 3
233 | 37022-201005 | 0765 | 1 | Sign, Type II, Erect, Salv | Ea | 3.000 | Crawford Contracting, Inc. | $35.00 | $105.00 | 4
233 | 37022-201005 | 0770 | 1 | Sign, Type II, Rem | Ea | 18.000 | Eng Est | $8.23 | $148.14 | 0
233 | 37022-201005 | 0770 | 1 | Sign, Type II, Rem | Ea | 18.000 | Kamminga & Roodvoets, Inc. | $15.00 | $270.00 | 1
233 | 37022-201005 | 0770 | 1 | Sign, Type II, Rem | Ea | 18.000 | M & M Excavating Company | $15.00 | $270.00 | 2
233 | 37022-201005 | 0770 | 1 | Sign, Type II, Rem | Ea | 18.000 | Fessler & Bowman, Inc. | $15.75 | $283.50 | 3
233 | 37022-201005 | 0770 | 1 | Sign, Type II, Rem | Ea | 18.000 | Crawford Contracting, Inc. | $15.00 | $270.00 | 4
233 | 37022-201005 | 0775 | 1 | Sign, Type IIA | Sft | 174.000 | Eng Est | $17.56 | $3,055.44 | 0
233 | 37022-201005 | 0775 | 1 | Sign, Type IIA | Sft | 174.000 | Kamminga & Roodvoets, Inc. | $18.00 | $3,132.00 | 1
233 | 37022-201005 | 0775 | 1 | Sign, Type IIA | Sft | 174.000 | M & M Excavating Company | $18.00 | $3,132.00 | 2
233 | 37022-201005 | 0775 | 1 | Sign, Type IIA | Sft | 174.000 | Fessler & Bowman, Inc. | $19.00 | $3,306.00 | 3
233 | 37022-201005 | 0775 | 1 | Sign, Type IIA | Sft | 174.000 | Crawford Contracting, Inc. | $18.00 | $3,132.00 | 4
233 | 37022-201005 | 0780 | 1 | Sign, Type III, Erect, Salv | Ea | 40.000 | Eng Est | $43.03 | $1,721.20 | 0
233 | 37022-201005 | 0780 | 1 | Sign, Type III, Erect, Salv | Ea | 40.000 | Kamminga & Roodvoets, Inc. | $35.00 | $1,400.00 | 1
233 | 37022-201005 | 0780 | 1 | Sign, Type III, Erect, Salv | Ea | 40.000 | M & M Excavating Company | $35.00 | $1,400.00 | 2
233 | 37022-201005 | 0780 | 1 | Sign, Type III, Erect, Salv | Ea | 40.000 | Fessler & Bowman, Inc. | $36.75 | $1,470.00 | 3
233 | 37022-201005 | 0780 | 1 | Sign, Type III, Erect, Salv | Ea | 40.000 | Crawford Contracting, Inc. | $35.00 | $1,400.00 | 4
233 | 37022-201005 | 0785 | 1 | Sign, Type III, Rem | Ea | 42.000 | Eng Est | $11.72 | $492.24 | 0
233 | 37022-201005 | 0785 | 1 | Sign, Type III, Rem | Ea | 42.000 | Kamminga & Roodvoets, Inc. | $15.00 | $630.00 | 1
233 | 37022-201005 | 0785 | 1 | Sign, Type III, Rem | Ea | 42.000 | M & M Excavating Company | $15.00 | $630.00 | 2
233 | 37022-201005 | 0785 | 1 | Sign, Type III, Rem | Ea | 42.000 | Fessler & Bowman, Inc. | $15.75 | $661.50 | 3
233 | 37022-201005 | 0785 | 1 | Sign, Type III, Rem | Ea | 42.000 | Crawford Contracting, Inc. | $15.00 | $630.00 | 4
233 | 37022-201005 | 0790 | 1 | Sign, Type IIIA | Sft | 124.000 | Eng Est | $16.67 | $2,067.08 | 0
233 | 37022-201005 | 0790 | 1 | Sign, Type IIIA | Sft | 124.000 | Kamminga & Roodvoets, Inc. | $17.00 | $2,108.00 | 1
233 | 37022-201005 | 0790 | 1 | Sign, Type IIIA | Sft | 124.000 | M & M Excavating Company | $17.00 | $2,108.00 | 2
233 | 37022-201005 | 0790 | 1 | Sign, Type IIIA | Sft | 124.000 | Fessler & Bowman, Inc. | $18.00 | $2,232.00 | 3
233 | 37022-201005 | 0790 | 1 | Sign, Type IIIA | Sft | 124.000 | Crawford Contracting, Inc. | $17.00 | $2,108.00 | 4
233 | 37022-201005 | 0795 | 1 | Sign, Type IIIB | Sft | 216.000 | Eng Est | $17.06 | $3,684.96 | 0
233 | 37022-201005 | 0795 | 1 | Sign, Type IIIB | Sft | 216.000 | Kamminga & Roodvoets, Inc. | $18.00 | $3,888.00 | 1
233 | 37022-201005 | 0795 | 1 | Sign, Type IIIB | Sft | 216.000 | M & M Excavating Company | $18.00 | $3,888.00 | 2
233 | 37022-201005 | 0795 | 1 | Sign, Type IIIB | Sft | 216.000 | Fessler & Bowman, Inc. | $19.00 | $4,104.00 | 3
233 | 37022-201005 | 0795 | 1 | Sign, Type IIIB | Sft | 216.000 | Crawford Contracting, Inc. | $18.00 | $3,888.00 | 4
233 | 37022-201005 | 0800 | 1 | Sign, Type VA | Sft | 12.000 | Eng Est | $17.47 | $209.64 | 0
233 | 37022-201005 | 0800 | 1 | Sign, Type VA | Sft | 12.000 | Kamminga & Roodvoets, Inc. | $20.00 | $240.00 | 1
233 | 37022-201005 | 0800 | 1 | Sign, Type VA | Sft | 12.000 | M & M Excavating Company | $20.00 | $240.00 | 2
233 | 37022-201005 | 0800 | 1 | Sign, Type VA | Sft | 12.000 | Fessler & Bowman, Inc. | $21.00 | $252.00 | 3
233 | 37022-201005 | 0800 | 1 | Sign, Type VA | Sft | 12.000 | Crawford Contracting, Inc. | $20.00 | $240.00 | 4
233 | 37022-201005 | 0805 | 1 | Sign, Type II, Rem, Salv | Ea | 3.000 | Eng Est | $44.12 | $132.36 | 0
233 | 37022-201005 | 0805 | 1 | Sign, Type II, Rem, Salv | Ea | 3.000 | Kamminga & Roodvoets, Inc. | $15.00 | $45.00 | 1
233 | 37022-201005 | 0805 | 1 | Sign, Type II, Rem, Salv | Ea | 3.000 | M & M Excavating Company | $10.00 | $30.00 | 2
233 | 37022-201005 | 0805 | 1 | Sign, Type II, Rem, Salv | Ea | 3.000 | Fessler & Bowman, Inc. | $10.50 | $31.50 | 3
233 | 37022-201005 | 0805 | 1 | Sign, Type II, Rem, Salv | Ea | 3.000 | Crawford Contracting, Inc. | $15.00 | $45.00 | 4
233 | 37022-201005 | 0810 | 1 | Sign, Type III, Rem, Salv | Ea | 40.000 | Eng Est | $49.38 | $1,975.20 | 0
233 | 37022-201005 | 0810 | 1 | Sign, Type III, Rem, Salv | Ea | 40.000 | Kamminga & Roodvoets, Inc. | $15.00 | $600.00 | 1
233 | 37022-201005 | 0810 | 1 | Sign, Type III, Rem, Salv | Ea | 40.000 | M & M Excavating Company | $10.00 | $400.00 | 2
233 | 37022-201005 | 0810 | 1 | Sign, Type III, Rem, Salv | Ea | 40.000 | Fessler & Bowman, Inc. | $10.50 | $420.00 | 3
233 | 37022-201005 | 0810 | 1 | Sign, Type III, Rem, Salv | Ea | 40.000 | Crawford Contracting, Inc. | $15.00 | $600.00 | 4
233 | 37022-201005 | 0815 | 1 | Ground Mtd Sign Support, Rem | Ea | 76.000 | Eng Est | $25.33 | $1,925.08 | 0
233 | 37022-201005 | 0815 | 1 | Ground Mtd Sign Support, Rem | Ea | 76.000 | Kamminga & Roodvoets, Inc. | $5.00 | $380.00 | 1
233 | 37022-201005 | 0815 | 1 | Ground Mtd Sign Support, Rem | Ea | 76.000 | M & M Excavating Company | $5.00 | $380.00 | 2
233 | 37022-201005 | 0815 | 1 | Ground Mtd Sign Support, Rem | Ea | 76.000 | Fessler & Bowman, Inc. | $5.25 | $399.00 | 3
233 | 37022-201005 | 0815 | 1 | Ground Mtd Sign Support, Rem | Ea | 76.000 | Crawford Contracting, Inc. | $5.00 | $380.00 | 4
233 | 37022-201005 | 0820 | 1 | Pavt Mrkg, Ovly Cold Plastic, 6 inch, Crosswalk | Ft | 1,635.000 | Eng Est | $2.54 | $4,152.90 | 0
233 | 37022-201005 | 0820 | 1 | Pavt Mrkg, Ovly Cold Plastic, 6 inch, Crosswalk | Ft | 1,635.000 | Kamminga & Roodvoets, Inc. | $2.50 | $4,087.50 | 1
233 | 37022-201005 | 0820 | 1 | Pavt Mrkg, Ovly Cold Plastic, 6 inch, Crosswalk | Ft | 1,635.000 | M & M Excavating Company | $2.50 | $4,087.50 | 2
233 | 37022-201005 | 0820 | 1 | Pavt Mrkg, Ovly Cold Plastic, 6 inch, Crosswalk | Ft | 1,635.000 | Fessler & Bowman, Inc. | $2.75 | $4,496.25 | 3
233 | 37022-201005 | 0820 | 1 | Pavt Mrkg, Ovly Cold Plastic, 6 inch, Crosswalk | Ft | 1,635.000 | Crawford Contracting, Inc. | $2.50 | $4,087.50 | 4
233 | 37022-201005 | 0825 | 1 | Pavt Mrkg, Ovly Cold Plastic, 12 inch, Crosswalk | Ft | 435.000 | Eng Est | $4.89 | $2,127.15 | 0
233 | 37022-201005 | 0825 | 1 | Pavt Mrkg, Ovly Cold Plastic, 12 inch, Crosswalk | Ft | 435.000 | Kamminga & Roodvoets, Inc. | $5.50 | $2,392.50 | 1
233 | 37022-201005 | 0825 | 1 | Pavt Mrkg, Ovly Cold Plastic, 12 inch, Crosswalk | Ft | 435.000 | M & M Excavating Company | $5.50 | $2,392.50 | 2
233 | 37022-201005 | 0825 | 1 | Pavt Mrkg, Ovly Cold Plastic, 12 inch, Crosswalk | Ft | 435.000 | Fessler & Bowman, Inc. | $6.00 | $2,610.00 | 3
233 | 37022-201005 | 0825 | 1 | Pavt Mrkg, Ovly Cold Plastic, 12 inch, Crosswalk | Ft | 435.000 | Crawford Contracting, Inc. | $5.50 | $2,392.50 | 4
233 | 37022-201005 | 0830 | 1 | Pavt Mrkg, Ovly Cold Plastic, 24 inch, Stop Bar | Ft | 631.000 | Eng Est | $10.40 | $6,562.40 | 0
233 | 37022-201005 | 0830 | 1 | Pavt Mrkg, Ovly Cold Plastic, 24 inch, Stop Bar | Ft | 631.000 | Kamminga & Roodvoets, Inc. | $12.00 | $7,572.00 | 1
233 | 37022-201005 | 0830 | 1 | Pavt Mrkg, Ovly Cold Plastic, 24 inch, Stop Bar | Ft | 631.000 | M & M Excavating Company | $12.00 | $7,572.00 | 2
233 | 37022-201005 | 0830 | 1 | Pavt Mrkg, Ovly Cold Plastic, 24 inch, Stop Bar | Ft | 631.000 | Fessler & Bowman, Inc. | $12.75 | $8,045.25 | 3
233 | 37022-201005 | 0830 | 1 | Pavt Mrkg, Ovly Cold Plastic, 24 inch, Stop Bar | Ft | 631.000 | Crawford Contracting, Inc. | $12.00 | $7,572.00 | 4
233 | 37022-201005 | 0835 | 1 | Pavt Mrkg, Ovly Cold Plastic, Lt Turn Arrow Sym | Ea | 9.000 | Eng Est | $145.24 | $1,307.16 | 0
233 | 37022-201005 | 0835 | 1 | Pavt Mrkg, Ovly Cold Plastic, Lt Turn Arrow Sym | Ea | 9.000 | Kamminga & Roodvoets, Inc. | $150.00 | $1,350.00 | 1
233 | 37022-201005 | 0835 | 1 | Pavt Mrkg, Ovly Cold Plastic, Lt Turn Arrow Sym | Ea | 9.000 | M & M Excavating Company | $150.00 | $1,350.00 | 2
233 | 37022-201005 | 0835 | 1 | Pavt Mrkg, Ovly Cold Plastic, Lt Turn Arrow Sym | Ea | 9.000 | Fessler & Bowman, Inc. | $157.50 | $1,417.50 | 3
233 | 37022-201005 | 0835 | 1 | Pavt Mrkg, Ovly Cold Plastic, Lt Turn Arrow Sym | Ea | 9.000 | Crawford Contracting, Inc. | $150.00 | $1,350.00 | 4
233 | 37022-201005 | 0840 | 1 | Pavt Mrkg, Ovly Cold Plastic, Rt Turn Arrow Sym | Ea | 2.000 | Eng Est | $148.71 | $297.42 | 0
233 | 37022-201005 | 0840 | 1 | Pavt Mrkg, Ovly Cold Plastic, Rt Turn Arrow Sym | Ea | 2.000 | Kamminga & Roodvoets, Inc. | $150.00 | $300.00 | 1
233 | 37022-201005 | 0840 | 1 | Pavt Mrkg, Ovly Cold Plastic, Rt Turn Arrow Sym | Ea | 2.000 | M & M Excavating Company | $150.00 | $300.00 | 2
233 | 37022-201005 | 0840 | 1 | Pavt Mrkg, Ovly Cold Plastic, Rt Turn Arrow Sym | Ea | 2.000 | Fessler & Bowman, Inc. | $157.50 | $315.00 | 3
233 | 37022-201005 | 0840 | 1 | Pavt Mrkg, Ovly Cold Plastic, Rt Turn Arrow Sym | Ea | 2.000 | Crawford Contracting, Inc. | $150.00 | $300.00 | 4
233 | 37022-201005 | 0845 | 1 | Rem Spec Mrkg | Sft | 485.000 | Eng Est | $2.64 | $1,280.40 | 0
233 | 37022-201005 | 0845 | 1 | Rem Spec Mrkg | Sft | 485.000 | Kamminga & Roodvoets, Inc. | $2.50 | $1,212.50 | 1
233 | 37022-201005 | 0845 | 1 | Rem Spec Mrkg | Sft | 485.000 | M & M Excavating Company | $2.50 | $1,212.50 | 2
233 | 37022-201005 | 0845 | 1 | Rem Spec Mrkg | Sft | 485.000 | Fessler & Bowman, Inc. | $2.75 | $1,333.75 | 3
233 | 37022-201005 | 0845 | 1 | Rem Spec Mrkg | Sft | 485.000 | Crawford Contracting, Inc. | $2.50 | $1,212.50 | 4
233 | 37022-201005 | 0850 | 1 | Recessing Pavt Mrkg, Longit | Ft | 21,379.000 | Eng Est | $0.64 | $13,682.56 | 0
233 | 37022-201005 | 0850 | 1 | Recessing Pavt Mrkg, Longit | Ft | 21,379.000 | Kamminga & Roodvoets, Inc. | $0.45 | $9,620.55 | 1
233 | 37022-201005 | 0850 | 1 | Recessing Pavt Mrkg, Longit | Ft | 21,379.000 | M & M Excavating Company | $0.45 | $9,620.55 | 2
233 | 37022-201005 | 0850 | 1 | Recessing Pavt Mrkg, Longit | Ft | 21,379.000 | Fessler & Bowman, Inc. | $0.50 | $10,689.50 | 3
233 | 37022-201005 | 0850 | 1 | Recessing Pavt Mrkg, Longit | Ft | 21,379.000 | Crawford Contracting, Inc. | $0.45 | $9,620.55 | 4
233 | 37022-201005 | 0855 | 1 | Pavt Mrkg, Wet Reflective Polyurea, 6 inch, White | Ft | 8,608.000 | Eng Est | $1.09 | $9,382.72 | 0
233 | 37022-201005 | 0855 | 1 | Pavt Mrkg, Wet Reflective Polyurea, 6 inch, White | Ft | 8,608.000 | Kamminga & Roodvoets, Inc. | $1.10 | $9,468.80 | 1
233 | 37022-201005 | 0855 | 1 | Pavt Mrkg, Wet Reflective Polyurea, 6 inch, White | Ft | 8,608.000 | M & M Excavating Company | $1.10 | $9,468.80 | 2
233 | 37022-201005 | 0855 | 1 | Pavt Mrkg, Wet Reflective Polyurea, 6 inch, White | Ft | 8,608.000 | Fessler & Bowman, Inc. | $1.25 | $10,760.00 | 3
233 | 37022-201005 | 0855 | 1 | Pavt Mrkg, Wet Reflective Polyurea, 6 inch, White | Ft | 8,608.000 | Crawford Contracting, Inc. | $1.10 | $9,468.80 | 4
233 | 37022-201005 | 0860 | 1 | Pavt Mrkg, Wet Reflective Polyurea, 4 inch, Yellow | Ft | 90.000 | Eng Est | $1.01 | $90.90 | 0
233 | 37022-201005 | 0860 | 1 | Pavt Mrkg, Wet Reflective Polyurea, 4 inch, Yellow | Ft | 90.000 | Kamminga & Roodvoets, Inc. | $1.05 | $94.50 | 1
233 | 37022-201005 | 0860 | 1 | Pavt Mrkg, Wet Reflective Polyurea, 4 inch, Yellow | Ft | 90.000 | M & M Excavating Company | $1.05 | $94.50 | 2
233 | 37022-201005 | 0860 | 1 | Pavt Mrkg, Wet Reflective Polyurea, 4 inch, Yellow | Ft | 90.000 | Fessler & Bowman, Inc. | $1.25 | $112.50 | 3
233 | 37022-201005 | 0860 | 1 | Pavt Mrkg, Wet Reflective Polyurea, 4 inch, Yellow | Ft | 90.000 | Crawford Contracting, Inc. | $1.05 | $94.50 | 4
233 | 37022-201005 | 0865 | 1 | Pavt Mrkg, Wet Reflective Polyurea, 6 inch, Yellow | Ft | 37,205.000 | Eng Est | $1.05 | $39,065.25 | 0
233 | 37022-201005 | 0865 | 1 | Pavt Mrkg, Wet Reflective Polyurea, 6 inch, Yellow | Ft | 37,205.000 | Kamminga & Roodvoets, Inc. | $1.10 | $40,925.50 | 1
233 | 37022-201005 | 0865 | 1 | Pavt Mrkg, Wet Reflective Polyurea, 6 inch, Yellow | Ft | 37,205.000 | M & M Excavating Company | $1.10 | $40,925.50 | 2
233 | 37022-201005 | 0865 | 1 | Pavt Mrkg, Wet Reflective Polyurea, 6 inch, Yellow | Ft | 37,205.000 | Fessler & Bowman, Inc. | $1.25 | $46,506.25 | 3
233 | 37022-201005 | 0865 | 1 | Pavt Mrkg, Wet Reflective Polyurea, 6 inch, Yellow | Ft | 37,205.000 | Crawford Contracting, Inc. | $1.10 | $40,925.50 | 4
233 | 37022-201005 | 0870 | 1 | Pavt Mrkg, Ovly Cold Plastic, Bike Lt Turn Arrow Sym | Ea | 9.000 | Eng Est | $135.00 | $1,215.00 | 0
233 | 37022-201005 | 0870 | 1 | Pavt Mrkg, Ovly Cold Plastic, Bike Lt Turn Arrow Sym | Ea | 9.000 | Kamminga & Roodvoets, Inc. | $130.00 | $1,170.00 | 1
233 | 37022-201005 | 0870 | 1 | Pavt Mrkg, Ovly Cold Plastic, Bike Lt Turn Arrow Sym | Ea | 9.000 | M & M Excavating Company | $130.00 | $1,170.00 | 2
233 | 37022-201005 | 0870 | 1 | Pavt Mrkg, Ovly Cold Plastic, Bike Lt Turn Arrow Sym | Ea | 9.000 | Fessler & Bowman, Inc. | $136.50 | $1,228.50 | 3
233 | 37022-201005 | 0870 | 1 | Pavt Mrkg, Ovly Cold Plastic, Bike Lt Turn Arrow Sym | Ea | 9.000 | Crawford Contracting, Inc. | $130.00 | $1,170.00 | 4
233 | 37022-201005 | 0875 | 1 | Barricade, Type III, High Intensity, Double Sided, Lighted, Furn | Ea | 30.000 | Eng Est | $91.19 | $2,735.70 | 0
233 | 37022-201005 | 0875 | 1 | Barricade, Type III, High Intensity, Double Sided, Lighted, Furn | Ea | 30.000 | Kamminga & Roodvoets, Inc. | $195.00 | $5,850.00 | 1
233 | 37022-201005 | 0875 | 1 | Barricade, Type III, High Intensity, Double Sided, Lighted, Furn | Ea | 30.000 | M & M Excavating Company | $195.00 | $5,850.00 | 2
233 | 37022-201005 | 0875 | 1 | Barricade, Type III, High Intensity, Double Sided, Lighted, Furn | Ea | 30.000 | Fessler & Bowman, Inc. | $204.75 | $6,142.50 | 3
233 | 37022-201005 | 0875 | 1 | Barricade, Type III, High Intensity, Double Sided, Lighted, Furn | Ea | 30.000 | Crawford Contracting, Inc. | $195.00 | $5,850.00 | 4
233 | 37022-201005 | 0880 | 1 | Barricade, Type III, High Intensity, Double Sided, Lighted, Oper | Ea | 30.000 | Eng Est | $2.74 | $82.20 | 0
233 | 37022-201005 | 0880 | 1 | Barricade, Type III, High Intensity, Double Sided, Lighted, Oper | Ea | 30.000 | Kamminga & Roodvoets, Inc. | $5.00 | $150.00 | 1
233 | 37022-201005 | 0880 | 1 | Barricade, Type III, High Intensity, Double Sided, Lighted, Oper | Ea | 30.000 | M & M Excavating Company | $5.00 | $150.00 | 2
233 | 37022-201005 | 0880 | 1 | Barricade, Type III, High Intensity, Double Sided, Lighted, Oper | Ea | 30.000 | Fessler & Bowman, Inc. | $5.25 | $157.50 | 3
233 | 37022-201005 | 0880 | 1 | Barricade, Type III, High Intensity, Double Sided, Lighted, Oper | Ea | 30.000 | Crawford Contracting, Inc. | $5.00 | $150.00 | 4
233 | 37022-201005 | 0885 | 1 | Pedestrian Type II Barricade, Temp | Ea | 10.000 | Eng Est | $96.68 | $966.80 | 0
233 | 37022-201005 | 0885 | 1 | Pedestrian Type II Barricade, Temp | Ea | 10.000 | Kamminga & Roodvoets, Inc. | $200.00 | $2,000.00 | 1
233 | 37022-201005 | 0885 | 1 | Pedestrian Type II Barricade, Temp | Ea | 10.000 | M & M Excavating Company | $200.00 | $2,000.00 | 2
233 | 37022-201005 | 0885 | 1 | Pedestrian Type II Barricade, Temp | Ea | 10.000 | Fessler & Bowman, Inc. | $210.00 | $2,100.00 | 3
233 | 37022-201005 | 0885 | 1 | Pedestrian Type II Barricade, Temp | Ea | 10.000 | Crawford Contracting, Inc. | $200.00 | $2,000.00 | 4
233 | 37022-201005 | 0890 | 1 | Pedestrian Type II Channelizer, Temp | Ft | 194.000 | Eng Est | $17.97 | $3,486.18 | 0
233 | 37022-201005 | 0890 | 1 | Pedestrian Type II Channelizer, Temp | Ft | 194.000 | Kamminga & Roodvoets, Inc. | $33.00 | $6,402.00 | 1
233 | 37022-201005 | 0890 | 1 | Pedestrian Type II Channelizer, Temp | Ft | 194.000 | M & M Excavating Company | $33.00 | $6,402.00 | 2
233 | 37022-201005 | 0890 | 1 | Pedestrian Type II Channelizer, Temp | Ft | 194.000 | Fessler & Bowman, Inc. | $34.50 | $6,693.00 | 3
233 | 37022-201005 | 0890 | 1 | Pedestrian Type II Channelizer, Temp | Ft | 194.000 | Crawford Contracting, Inc. | $33.00 | $6,402.00 | 4
233 | 37022-201005 | 0895 | 1 | Channelizing Device, 42 inch, Fluorescent, Furn | Ea | 456.000 | Eng Est | $15.27 | $6,963.12 | 0
233 | 37022-201005 | 0895 | 1 | Channelizing Device, 42 inch, Fluorescent, Furn | Ea | 456.000 | Kamminga & Roodvoets, Inc. | $39.00 | $17,784.00 | 1
233 | 37022-201005 | 0895 | 1 | Channelizing Device, 42 inch, Fluorescent, Furn | Ea | 456.000 | M & M Excavating Company | $39.00 | $17,784.00 | 2
233 | 37022-201005 | 0895 | 1 | Channelizing Device, 42 inch, Fluorescent, Furn | Ea | 456.000 | Fessler & Bowman, Inc. | $41.00 | $18,696.00 | 3
233 | 37022-201005 | 0895 | 1 | Channelizing Device, 42 inch, Fluorescent, Furn | Ea | 456.000 | Crawford Contracting, Inc. | $39.00 | $17,784.00 | 4
233 | 37022-201005 | 0900 | 1 | Channelizing Device, 42 inch, Fluorescent, Oper | Ea | 456.000 | Eng Est | $1.00 | $456.00 | 0
233 | 37022-201005 | 0900 | 1 | Channelizing Device, 42 inch, Fluorescent, Oper | Ea | 456.000 | Kamminga & Roodvoets, Inc. | $1.00 | $456.00 | 1
233 | 37022-201005 | 0900 | 1 | Channelizing Device, 42 inch, Fluorescent, Oper | Ea | 456.000 | M & M Excavating Company | $1.00 | $456.00 | 2
233 | 37022-201005 | 0900 | 1 | Channelizing Device, 42 inch, Fluorescent, Oper | Ea | 456.000 | Fessler & Bowman, Inc. | $1.25 | $570.00 | 3
233 | 37022-201005 | 0900 | 1 | Channelizing Device, 42 inch, Fluorescent, Oper | Ea | 456.000 | Crawford Contracting, Inc. | $1.00 | $456.00 | 4
233 | 37022-201005 | 0905 | 1 | Conc Barrier Ending, Temp, Det 2, Adj | Ea | 2.000 | Eng Est | $410.02 | $820.04 | 0
233 | 37022-201005 | 0905 | 1 | Conc Barrier Ending, Temp, Det 2, Adj | Ea | 2.000 | Kamminga & Roodvoets, Inc. | $500.00 | $1,000.00 | 1
233 | 37022-201005 | 0905 | 1 | Conc Barrier Ending, Temp, Det 2, Adj | Ea | 2.000 | M & M Excavating Company | $500.00 | $1,000.00 | 2
233 | 37022-201005 | 0905 | 1 | Conc Barrier Ending, Temp, Det 2, Adj | Ea | 2.000 | Fessler & Bowman, Inc. | $525.00 | $1,050.00 | 3
233 | 37022-201005 | 0905 | 1 | Conc Barrier Ending, Temp, Det 2, Adj | Ea | 2.000 | Crawford Contracting, Inc. | $500.00 | $1,000.00 | 4
233 | 37022-201005 | 0910 | 1 | Conc Barrier Ending, Temp, Det 2, Furn | Ea | 2.000 | Eng Est | $2,347.44 | $4,694.88 | 0
233 | 37022-201005 | 0910 | 1 | Conc Barrier Ending, Temp, Det 2, Furn | Ea | 2.000 | Kamminga & Roodvoets, Inc. | $3,450.00 | $6,900.00 | 1
233 | 37022-201005 | 0910 | 1 | Conc Barrier Ending, Temp, Det 2, Furn | Ea | 2.000 | M & M Excavating Company | $3,450.00 | $6,900.00 | 2
233 | 37022-201005 | 0910 | 1 | Conc Barrier Ending, Temp, Det 2, Furn | Ea | 2.000 | Fessler & Bowman, Inc. | $3,623.00 | $7,246.00 | 3
233 | 37022-201005 | 0910 | 1 | Conc Barrier Ending, Temp, Det 2, Furn | Ea | 2.000 | Crawford Contracting, Inc. | $2,500.00 | $5,000.00 | 4
233 | 37022-201005 | 0915 | 1 | Conc Barrier Ending, Temp, Det 2, Oper | Ea | 2.000 | Eng Est | $243.22 | $486.44 | 0
233 | 37022-201005 | 0915 | 1 | Conc Barrier Ending, Temp, Det 2, Oper | Ea | 2.000 | Kamminga & Roodvoets, Inc. | $300.00 | $600.00 | 1
233 | 37022-201005 | 0915 | 1 | Conc Barrier Ending, Temp, Det 2, Oper | Ea | 2.000 | M & M Excavating Company | $300.00 | $600.00 | 2
233 | 37022-201005 | 0915 | 1 | Conc Barrier Ending, Temp, Det 2, Oper | Ea | 2.000 | Fessler & Bowman, Inc. | $315.00 | $630.00 | 3
233 | 37022-201005 | 0915 | 1 | Conc Barrier Ending, Temp, Det 2, Oper | Ea | 2.000 | Crawford Contracting, Inc. | $500.00 | $1,000.00 | 4
233 | 37022-201005 | 0920 | 1 | Conc Barrier Reflector Replacement | Ea | 5.000 | Eng Est | $20.63 | $103.15 | 0
233 | 37022-201005 | 0920 | 1 | Conc Barrier Reflector Replacement | Ea | 5.000 | Kamminga & Roodvoets, Inc. | $25.00 | $125.00 | 1
233 | 37022-201005 | 0920 | 1 | Conc Barrier Reflector Replacement | Ea | 5.000 | M & M Excavating Company | $10.00 | $50.00 | 2
233 | 37022-201005 | 0920 | 1 | Conc Barrier Reflector Replacement | Ea | 5.000 | Fessler & Bowman, Inc. | $26.25 | $131.25 | 3
233 | 37022-201005 | 0920 | 1 | Conc Barrier Reflector Replacement | Ea | 5.000 | Crawford Contracting, Inc. | $50.00 | $250.00 | 4
233 | 37022-201005 | 0925 | 1 | Conc Barrier, Temp, Adj | Ft | 251.000 | Eng Est | $4.46 | $1,119.46 | 0
233 | 37022-201005 | 0925 | 1 | Conc Barrier, Temp, Adj | Ft | 251.000 | Kamminga & Roodvoets, Inc. | $15.00 | $3,765.00 | 1
233 | 37022-201005 | 0925 | 1 | Conc Barrier, Temp, Adj | Ft | 251.000 | M & M Excavating Company | $18.00 | $4,518.00 | 2
233 | 37022-201005 | 0925 | 1 | Conc Barrier, Temp, Adj | Ft | 251.000 | Fessler & Bowman, Inc. | $12.75 | $3,200.25 | 3
233 | 37022-201005 | 0925 | 1 | Conc Barrier, Temp, Adj | Ft | 251.000 | Crawford Contracting, Inc. | $20.00 | $5,020.00 | 4
233 | 37022-201005 | 0930 | 1 | Conc Barrier, Temp, Furn | Ft | 251.000 | Eng Est | $20.66 | $5,185.66 | 0
233 | 37022-201005 | 0930 | 1 | Conc Barrier, Temp, Furn | Ft | 251.000 | Kamminga & Roodvoets, Inc. | $40.00 | $10,040.00 | 1
233 | 37022-201005 | 0930 | 1 | Conc Barrier, Temp, Furn | Ft | 251.000 | M & M Excavating Company | $65.00 | $16,315.00 | 2
233 | 37022-201005 | 0930 | 1 | Conc Barrier, Temp, Furn | Ft | 251.000 | Fessler & Bowman, Inc. | $26.25 | $6,588.75 | 3
233 | 37022-201005 | 0930 | 1 | Conc Barrier, Temp, Furn | Ft | 251.000 | Crawford Contracting, Inc. | $45.00 | $11,295.00 | 4
233 | 37022-201005 | 0935 | 1 | Conc Barrier, Temp, Oper | Ft | 251.000 | Eng Est | $6.72 | $1,686.72 | 0
233 | 37022-201005 | 0935 | 1 | Conc Barrier, Temp, Oper | Ft | 251.000 | Kamminga & Roodvoets, Inc. | $10.00 | $2,510.00 | 1
233 | 37022-201005 | 0935 | 1 | Conc Barrier, Temp, Oper | Ft | 251.000 | M & M Excavating Company | $7.00 | $1,757.00 | 2
233 | 37022-201005 | 0935 | 1 | Conc Barrier, Temp, Oper | Ft | 251.000 | Fessler & Bowman, Inc. | $26.25 | $6,588.75 | 3
233 | 37022-201005 | 0935 | 1 | Conc Barrier, Temp, Oper | Ft | 251.000 | Crawford Contracting, Inc. | $15.00 | $3,765.00 | 4
233 | 37022-201005 | 0940 | 1 | Tubular Marker | Ea | 33.000 | Eng Est | $61.58 | $2,032.14 | 0
233 | 37022-201005 | 0940 | 1 | Tubular Marker | Ea | 33.000 | Kamminga & Roodvoets, Inc. | $75.00 | $2,475.00 | 1
233 | 37022-201005 | 0940 | 1 | Tubular Marker | Ea | 33.000 | M & M Excavating Company | $75.00 | $2,475.00 | 2
233 | 37022-201005 | 0940 | 1 | Tubular Marker | Ea | 33.000 | Fessler & Bowman, Inc. | $78.75 | $2,598.75 | 3
233 | 37022-201005 | 0940 | 1 | Tubular Marker | Ea | 33.000 | Crawford Contracting, Inc. | $75.00 | $2,475.00 | 4
233 | 37022-201005 | 0945 | 1 | Tubular Marker, Replacement | Ea | 5.000 | Eng Est | $86.41 | $432.05 | 0
233 | 37022-201005 | 0945 | 1 | Tubular Marker, Replacement | Ea | 5.000 | Kamminga & Roodvoets, Inc. | $200.00 | $1,000.00 | 1
233 | 37022-201005 | 0945 | 1 | Tubular Marker, Replacement | Ea | 5.000 | M & M Excavating Company | $200.00 | $1,000.00 | 2
233 | 37022-201005 | 0945 | 1 | Tubular Marker, Replacement | Ea | 5.000 | Fessler & Bowman, Inc. | $210.00 | $1,050.00 | 3
233 | 37022-201005 | 0945 | 1 | Tubular Marker, Replacement | Ea | 5.000 | Crawford Contracting, Inc. | $200.00 | $1,000.00 | 4
233 | 37022-201005 | 0950 | 1 | Lighted Arrow, Type C, Furn | Ea | 3.000 | Eng Est | $374.33 | $1,122.99 | 0
233 | 37022-201005 | 0950 | 1 | Lighted Arrow, Type C, Furn | Ea | 3.000 | Kamminga & Roodvoets, Inc. | $900.00 | $2,700.00 | 1
233 | 37022-201005 | 0950 | 1 | Lighted Arrow, Type C, Furn | Ea | 3.000 | M & M Excavating Company | $900.00 | $2,700.00 | 2
233 | 37022-201005 | 0950 | 1 | Lighted Arrow, Type C, Furn | Ea | 3.000 | Fessler & Bowman, Inc. | $945.00 | $2,835.00 | 3
233 | 37022-201005 | 0950 | 1 | Lighted Arrow, Type C, Furn | Ea | 3.000 | Crawford Contracting, Inc. | $900.00 | $2,700.00 | 4
233 | 37022-201005 | 0955 | 1 | Lighted Arrow, Type C, Oper | Ea | 3.000 | Eng Est | $66.25 | $198.75 | 0
233 | 37022-201005 | 0955 | 1 | Lighted Arrow, Type C, Oper | Ea | 3.000 | Kamminga & Roodvoets, Inc. | $300.00 | $900.00 | 1
233 | 37022-201005 | 0955 | 1 | Lighted Arrow, Type C, Oper | Ea | 3.000 | M & M Excavating Company | $300.00 | $900.00 | 2
233 | 37022-201005 | 0955 | 1 | Lighted Arrow, Type C, Oper | Ea | 3.000 | Fessler & Bowman, Inc. | $315.00 | $945.00 | 3
233 | 37022-201005 | 0955 | 1 | Lighted Arrow, Type C, Oper | Ea | 3.000 | Crawford Contracting, Inc. | $300.00 | $900.00 | 4
233 | 37022-201005 | 0960 | 1 | Ltg for Night Work | LSUM | 1.000 | Eng Est | $10,000.00 | $10,000.00 | 0
233 | 37022-201005 | 0960 | 1 | Ltg for Night Work | LSUM | 1.000 | Kamminga & Roodvoets, Inc. | $2,500.00 | $2,500.00 | 1
233 | 37022-201005 | 0960 | 1 | Ltg for Night Work | LSUM | 1.000 | M & M Excavating Company | $25,000.00 | $25,000.00 | 2
233 | 37022-201005 | 0960 | 1 | Ltg for Night Work | LSUM | 1.000 | Fessler & Bowman, Inc. | $200,000.00 | $200,000.00 | 3
233 | 37022-201005 | 0960 | 1 | Ltg for Night Work | LSUM | 1.000 | Crawford Contracting, Inc. | $15,000.00 | $15,000.00 | 4
233 | 37022-201005 | 0965 | 1 | Minor Traf Devices | LSUM | 1.000 | Eng Est | $289,000.00 | $289,000.00 | 0
233 | 37022-201005 | 0965 | 1 | Minor Traf Devices | LSUM | 1.000 | Kamminga & Roodvoets, Inc. | $1,678,000.00 | $1,678,000.00 | 1
233 | 37022-201005 | 0965 | 1 | Minor Traf Devices | LSUM | 1.000 | M & M Excavating Company | $4,850,000.00 | $4,850,000.00 | 2
233 | 37022-201005 | 0965 | 1 | Minor Traf Devices | LSUM | 1.000 | Fessler & Bowman, Inc. | $1,206,000.40 | $1,206,000.40 | 3
233 | 37022-201005 | 0965 | 1 | Minor Traf Devices | LSUM | 1.000 | Crawford Contracting, Inc. | $5,420,000.00 | $5,420,000.00 | 4
233 | 37022-201005 | 0970 | 1 | Mobile Attenuator | Ea | 2.000 | Eng Est | $5,500.00 | $11,000.00 | 0
233 | 37022-201005 | 0970 | 1 | Mobile Attenuator | Ea | 2.000 | Kamminga & Roodvoets, Inc. | $10,000.00 | $20,000.00 | 1
233 | 37022-201005 | 0970 | 1 | Mobile Attenuator | Ea | 2.000 | M & M Excavating Company | $36,000.00 | $72,000.00 | 2
233 | 37022-201005 | 0970 | 1 | Mobile Attenuator | Ea | 2.000 | Fessler & Bowman, Inc. | $37,800.00 | $75,600.00 | 3
233 | 37022-201005 | 0970 | 1 | Mobile Attenuator | Ea | 2.000 | Crawford Contracting, Inc. | $3,500.00 | $7,000.00 | 4
233 | 37022-201005 | 0975 | 1 | Part Width Intersection Construction | Ea | 2.000 | Eng Est | $2,826.44 | $5,652.88 | 0
233 | 37022-201005 | 0975 | 1 | Part Width Intersection Construction | Ea | 2.000 | Kamminga & Roodvoets, Inc. | $2,500.00 | $5,000.00 | 1
233 | 37022-201005 | 0975 | 1 | Part Width Intersection Construction | Ea | 2.000 | M & M Excavating Company | $25,000.00 | $50,000.00 | 2
233 | 37022-201005 | 0975 | 1 | Part Width Intersection Construction | Ea | 2.000 | Fessler & Bowman, Inc. | $20,183.00 | $40,366.00 | 3
233 | 37022-201005 | 0975 | 1 | Part Width Intersection Construction | Ea | 2.000 | Crawford Contracting, Inc. | $40,000.00 | $80,000.00 | 4
233 | 37022-201005 | 0980 | 1 | Pavt Mrkg Cover, Type R, Black | Ft | 11,130.000 | Eng Est | $2.39 | $26,600.70 | 0
233 | 37022-201005 | 0980 | 1 | Pavt Mrkg Cover, Type R, Black | Ft | 11,130.000 | Kamminga & Roodvoets, Inc. | $2.10 | $23,373.00 | 1
233 | 37022-201005 | 0980 | 1 | Pavt Mrkg Cover, Type R, Black | Ft | 11,130.000 | M & M Excavating Company | $2.10 | $23,373.00 | 2
233 | 37022-201005 | 0980 | 1 | Pavt Mrkg Cover, Type R, Black | Ft | 11,130.000 | Fessler & Bowman, Inc. | $2.25 | $25,042.50 | 3
233 | 37022-201005 | 0980 | 1 | Pavt Mrkg Cover, Type R, Black | Ft | 11,130.000 | Crawford Contracting, Inc. | $2.10 | $23,373.00 | 4
233 | 37022-201005 | 0985 | 1 | Pavt Mrkg, Longit, 6 inch or Less Width, Rem | Ft | 25,587.000 | Eng Est | $0.59 | $15,096.33 | 0
233 | 37022-201005 | 0985 | 1 | Pavt Mrkg, Longit, 6 inch or Less Width, Rem | Ft | 25,587.000 | Kamminga & Roodvoets, Inc. | $0.50 | $12,793.50 | 1
233 | 37022-201005 | 0985 | 1 | Pavt Mrkg, Longit, 6 inch or Less Width, Rem | Ft | 25,587.000 | M & M Excavating Company | $0.50 | $12,793.50 | 2
233 | 37022-201005 | 0985 | 1 | Pavt Mrkg, Longit, 6 inch or Less Width, Rem | Ft | 25,587.000 | Fessler & Bowman, Inc. | $0.55 | $14,072.85 | 3
233 | 37022-201005 | 0985 | 1 | Pavt Mrkg, Longit, 6 inch or Less Width, Rem | Ft | 25,587.000 | Crawford Contracting, Inc. | $0.50 | $12,793.50 | 4
233 | 37022-201005 | 0990 | 1 | Pavt Mrkg, Longit, Greater than 6 inch Width, Rem | Ft | 222.000 | Eng Est | $0.82 | $182.04 | 0
233 | 37022-201005 | 0990 | 1 | Pavt Mrkg, Longit, Greater than 6 inch Width, Rem | Ft | 222.000 | Kamminga & Roodvoets, Inc. | $0.60 | $133.20 | 1
233 | 37022-201005 | 0990 | 1 | Pavt Mrkg, Longit, Greater than 6 inch Width, Rem | Ft | 222.000 | M & M Excavating Company | $0.60 | $133.20 | 2
233 | 37022-201005 | 0990 | 1 | Pavt Mrkg, Longit, Greater than 6 inch Width, Rem | Ft | 222.000 | Fessler & Bowman, Inc. | $0.65 | $144.30 | 3
233 | 37022-201005 | 0990 | 1 | Pavt Mrkg, Longit, Greater than 6 inch Width, Rem | Ft | 222.000 | Crawford Contracting, Inc. | $0.60 | $133.20 | 4
233 | 37022-201005 | 0995 | 1 | Pavt Mrkg, Type NR, Paint, 24 inch, Stop Bar | Ft | 111.000 | Eng Est | $5.69 | $631.59 | 0
233 | 37022-201005 | 0995 | 1 | Pavt Mrkg, Type NR, Paint, 24 inch, Stop Bar | Ft | 111.000 | Kamminga & Roodvoets, Inc. | $6.00 | $666.00 | 1
233 | 37022-201005 | 0995 | 1 | Pavt Mrkg, Type NR, Paint, 24 inch, Stop Bar | Ft | 111.000 | M & M Excavating Company | $6.00 | $666.00 | 2
233 | 37022-201005 | 0995 | 1 | Pavt Mrkg, Type NR, Paint, 24 inch, Stop Bar | Ft | 111.000 | Fessler & Bowman, Inc. | $6.50 | $721.50 | 3
233 | 37022-201005 | 0995 | 1 | Pavt Mrkg, Type NR, Paint, 24 inch, Stop Bar | Ft | 111.000 | Crawford Contracting, Inc. | $6.00 | $666.00 | 4
233 | 37022-201005 | 1000 | 1 | Pavt Mrkg, Wet Reflective, Type R, Tape, 6 inch, Crosswalk | Ft | 1,056.000 | Eng Est | $2.77 | $2,925.12 | 0
233 | 37022-201005 | 1000 | 1 | Pavt Mrkg, Wet Reflective, Type R, Tape, 6 inch, Crosswalk | Ft | 1,056.000 | Kamminga & Roodvoets, Inc. | $2.50 | $2,640.00 | 1
233 | 37022-201005 | 1000 | 1 | Pavt Mrkg, Wet Reflective, Type R, Tape, 6 inch, Crosswalk | Ft | 1,056.000 | M & M Excavating Company | $2.50 | $2,640.00 | 2
233 | 37022-201005 | 1000 | 1 | Pavt Mrkg, Wet Reflective, Type R, Tape, 6 inch, Crosswalk | Ft | 1,056.000 | Fessler & Bowman, Inc. | $2.75 | $2,904.00 | 3
233 | 37022-201005 | 1000 | 1 | Pavt Mrkg, Wet Reflective, Type R, Tape, 6 inch, Crosswalk | Ft | 1,056.000 | Crawford Contracting, Inc. | $2.50 | $2,640.00 | 4
233 | 37022-201005 | 1005 | 1 | Pavt Mrkg, Wet Reflective, Type R, Tape, Lt Turn Arrow | Ea | 36.000 | Eng Est | $163.86 | $5,898.96 | 0
233 | 37022-201005 | 1005 | 1 | Pavt Mrkg, Wet Reflective, Type R, Tape, Lt Turn Arrow | Ea | 36.000 | Kamminga & Roodvoets, Inc. | $150.00 | $5,400.00 | 1
233 | 37022-201005 | 1005 | 1 | Pavt Mrkg, Wet Reflective, Type R, Tape, Lt Turn Arrow | Ea | 36.000 | M & M Excavating Company | $150.00 | $5,400.00 | 2
233 | 37022-201005 | 1005 | 1 | Pavt Mrkg, Wet Reflective, Type R, Tape, Lt Turn Arrow | Ea | 36.000 | Fessler & Bowman, Inc. | $157.50 | $5,670.00 | 3
233 | 37022-201005 | 1005 | 1 | Pavt Mrkg, Wet Reflective, Type R, Tape, Lt Turn Arrow | Ea | 36.000 | Crawford Contracting, Inc. | $150.00 | $5,400.00 | 4
233 | 37022-201005 | 1010 | 1 | Pavt Mrkg, Wet Reflective, Type R, Tape, Rt Turn Arrow | Ea | 4.000 | Eng Est | $181.80 | $727.20 | 0
233 | 37022-201005 | 1010 | 1 | Pavt Mrkg, Wet Reflective, Type R, Tape, Rt Turn Arrow | Ea | 4.000 | Kamminga & Roodvoets, Inc. | $150.00 | $600.00 | 1
233 | 37022-201005 | 1010 | 1 | Pavt Mrkg, Wet Reflective, Type R, Tape, Rt Turn Arrow | Ea | 4.000 | M & M Excavating Company | $150.00 | $600.00 | 2
233 | 37022-201005 | 1010 | 1 | Pavt Mrkg, Wet Reflective, Type R, Tape, Rt Turn Arrow | Ea | 4.000 | Fessler & Bowman, Inc. | $157.50 | $630.00 | 3
233 | 37022-201005 | 1010 | 1 | Pavt Mrkg, Wet Reflective, Type R, Tape, Rt Turn Arrow | Ea | 4.000 | Crawford Contracting, Inc. | $150.00 | $600.00 | 4
233 | 37022-201005 | 1015 | 1 | Pavt Mrkg, Wet Reflective, Type R, Tape, 24 inch, Stop Bar | Ft | 704.000 | Eng Est | $11.66 | $8,208.64 | 0
233 | 37022-201005 | 1015 | 1 | Pavt Mrkg, Wet Reflective, Type R, Tape, 24 inch, Stop Bar | Ft | 704.000 | Kamminga & Roodvoets, Inc. | $10.00 | $7,040.00 | 1
233 | 37022-201005 | 1015 | 1 | Pavt Mrkg, Wet Reflective, Type R, Tape, 24 inch, Stop Bar | Ft | 704.000 | M & M Excavating Company | $10.00 | $7,040.00 | 2
233 | 37022-201005 | 1015 | 1 | Pavt Mrkg, Wet Reflective, Type R, Tape, 24 inch, Stop Bar | Ft | 704.000 | Fessler & Bowman, Inc. | $10.50 | $7,392.00 | 3
233 | 37022-201005 | 1015 | 1 | Pavt Mrkg, Wet Reflective, Type R, Tape, 24 inch, Stop Bar | Ft | 704.000 | Crawford Contracting, Inc. | $10.00 | $7,040.00 | 4
233 | 37022-201005 | 1020 | 1 | Sign Cover | Ea | 30.000 | Eng Est | $19.74 | $592.20 | 0
233 | 37022-201005 | 1020 | 1 | Sign Cover | Ea | 30.000 | Kamminga & Roodvoets, Inc. | $30.00 | $900.00 | 1
233 | 37022-201005 | 1020 | 1 | Sign Cover | Ea | 30.000 | M & M Excavating Company | $30.00 | $900.00 | 2
233 | 37022-201005 | 1020 | 1 | Sign Cover | Ea | 30.000 | Fessler & Bowman, Inc. | $31.50 | $945.00 | 3
233 | 37022-201005 | 1020 | 1 | Sign Cover | Ea | 30.000 | Crawford Contracting, Inc. | $30.00 | $900.00 | 4
233 | 37022-201005 | 1025 | 1 | Sign, Type A, Temp, Prismatic, Furn | Sft | 36.000 | Eng Est | $3.96 | $142.56 | 0
233 | 37022-201005 | 1025 | 1 | Sign, Type A, Temp, Prismatic, Furn | Sft | 36.000 | Kamminga & Roodvoets, Inc. | $7.00 | $252.00 | 1
233 | 37022-201005 | 1025 | 1 | Sign, Type A, Temp, Prismatic, Furn | Sft | 36.000 | M & M Excavating Company | $7.00 | $252.00 | 2
233 | 37022-201005 | 1025 | 1 | Sign, Type A, Temp, Prismatic, Furn | Sft | 36.000 | Fessler & Bowman, Inc. | $7.50 | $270.00 | 3
233 | 37022-201005 | 1025 | 1 | Sign, Type A, Temp, Prismatic, Furn | Sft | 36.000 | Crawford Contracting, Inc. | $7.00 | $252.00 | 4
233 | 37022-201005 | 1030 | 1 | Sign, Type A, Temp, Prismatic, Oper | Sft | 36.000 | Eng Est | $1.00 | $36.00 | 0
233 | 37022-201005 | 1030 | 1 | Sign, Type A, Temp, Prismatic, Oper | Sft | 36.000 | Kamminga & Roodvoets, Inc. | $1.00 | $36.00 | 1
233 | 37022-201005 | 1030 | 1 | Sign, Type A, Temp, Prismatic, Oper | Sft | 36.000 | M & M Excavating Company | $1.00 | $36.00 | 2
233 | 37022-201005 | 1030 | 1 | Sign, Type A, Temp, Prismatic, Oper | Sft | 36.000 | Fessler & Bowman, Inc. | $1.25 | $45.00 | 3
233 | 37022-201005 | 1030 | 1 | Sign, Type A, Temp, Prismatic, Oper | Sft | 36.000 | Crawford Contracting, Inc. | $1.00 | $36.00 | 4
233 | 37022-201005 | 1035 | 1 | Sign, Type B, Temp, Prismatic, Furn | Sft | 2,363.000 | Eng Est | $3.48 | $8,223.24 | 0
233 | 37022-201005 | 1035 | 1 | Sign, Type B, Temp, Prismatic, Furn | Sft | 2,363.000 | Kamminga & Roodvoets, Inc. | $6.00 | $14,178.00 | 1
233 | 37022-201005 | 1035 | 1 | Sign, Type B, Temp, Prismatic, Furn | Sft | 2,363.000 | M & M Excavating Company | $6.00 | $14,178.00 | 2
233 | 37022-201005 | 1035 | 1 | Sign, Type B, Temp, Prismatic, Furn | Sft | 2,363.000 | Fessler & Bowman, Inc. | $6.50 | $15,359.50 | 3
233 | 37022-201005 | 1035 | 1 | Sign, Type B, Temp, Prismatic, Furn | Sft | 2,363.000 | Crawford Contracting, Inc. | $6.00 | $14,178.00 | 4
233 | 37022-201005 | 1040 | 1 | Sign, Type B, Temp, Prismatic, Oper | Sft | 2,363.000 | Eng Est | $1.00 | $2,363.00 | 0
233 | 37022-201005 | 1040 | 1 | Sign, Type B, Temp, Prismatic, Oper | Sft | 2,363.000 | Kamminga & Roodvoets, Inc. | $1.00 | $2,363.00 | 1
233 | 37022-201005 | 1040 | 1 | Sign, Type B, Temp, Prismatic, Oper | Sft | 2,363.000 | M & M Excavating Company | $1.00 | $2,363.00 | 2
233 | 37022-201005 | 1040 | 1 | Sign, Type B, Temp, Prismatic, Oper | Sft | 2,363.000 | Fessler & Bowman, Inc. | $1.25 | $2,953.75 | 3
233 | 37022-201005 | 1040 | 1 | Sign, Type B, Temp, Prismatic, Oper | Sft | 2,363.000 | Crawford Contracting, Inc. | $1.00 | $2,363.00 | 4
233 | 37022-201005 | 1045 | 1 | Sign, Type B, Temp, Prismatic, Spec, Furn | Sft | 147.000 | Eng Est | $7.03 | $1,033.41 | 0
233 | 37022-201005 | 1045 | 1 | Sign, Type B, Temp, Prismatic, Spec, Furn | Sft | 147.000 | Kamminga & Roodvoets, Inc. | $11.00 | $1,617.00 | 1
233 | 37022-201005 | 1045 | 1 | Sign, Type B, Temp, Prismatic, Spec, Furn | Sft | 147.000 | M & M Excavating Company | $11.00 | $1,617.00 | 2
233 | 37022-201005 | 1045 | 1 | Sign, Type B, Temp, Prismatic, Spec, Furn | Sft | 147.000 | Fessler & Bowman, Inc. | $11.75 | $1,727.25 | 3
233 | 37022-201005 | 1045 | 1 | Sign, Type B, Temp, Prismatic, Spec, Furn | Sft | 147.000 | Crawford Contracting, Inc. | $11.00 | $1,617.00 | 4
233 | 37022-201005 | 1050 | 1 | Sign, Type B, Temp, Prismatic, Spec, Oper | Sft | 147.000 | Eng Est | $1.00 | $147.00 | 0
233 | 37022-201005 | 1050 | 1 | Sign, Type B, Temp, Prismatic, Spec, Oper | Sft | 147.000 | Kamminga & Roodvoets, Inc. | $1.00 | $147.00 | 1
233 | 37022-201005 | 1050 | 1 | Sign, Type B, Temp, Prismatic, Spec, Oper | Sft | 147.000 | M & M Excavating Company | $1.00 | $147.00 | 2
233 | 37022-201005 | 1050 | 1 | Sign, Type B, Temp, Prismatic, Spec, Oper | Sft | 147.000 | Fessler & Bowman, Inc. | $1.25 | $183.75 | 3
233 | 37022-201005 | 1050 | 1 | Sign, Type B, Temp, Prismatic, Spec, Oper | Sft | 147.000 | Crawford Contracting, Inc. | $1.00 | $147.00 | 4
233 | 37022-201005 | 1055 | 1 | Traf Regulator Control | LSUM | 1.000 | Eng Est | $71,921.00 | $71,921.00 | 0
233 | 37022-201005 | 1055 | 1 | Traf Regulator Control | LSUM | 1.000 | Kamminga & Roodvoets, Inc. | $140,000.00 | $140,000.00 | 1
233 | 37022-201005 | 1055 | 1 | Traf Regulator Control | LSUM | 1.000 | M & M Excavating Company | $250,000.00 | $250,000.00 | 2
233 | 37022-201005 | 1055 | 1 | Traf Regulator Control | LSUM | 1.000 | Fessler & Bowman, Inc. | $300,000.00 | $300,000.00 | 3
233 | 37022-201005 | 1055 | 1 | Traf Regulator Control | LSUM | 1.000 | Crawford Contracting, Inc. | $261,044.00 | $261,044.00 | 4
233 | 37022-201005 | 1060 | 1 | Pavt Mrkg, Wet Reflective, Type R, Tape, 6 inch, White, Temp | Ft | 48,360.000 | Eng Est | $3.00 | $145,080.00 | 0
233 | 37022-201005 | 1060 | 1 | Pavt Mrkg, Wet Reflective, Type R, Tape, 6 inch, White, Temp | Ft | 48,360.000 | Kamminga & Roodvoets, Inc. | $2.45 | $118,482.00 | 1
233 | 37022-201005 | 1060 | 1 | Pavt Mrkg, Wet Reflective, Type R, Tape, 6 inch, White, Temp | Ft | 48,360.000 | M & M Excavating Company | $2.45 | $118,482.00 | 2
233 | 37022-201005 | 1060 | 1 | Pavt Mrkg, Wet Reflective, Type R, Tape, 6 inch, White, Temp | Ft | 48,360.000 | Fessler & Bowman, Inc. | $2.75 | $132,990.00 | 3
233 | 37022-201005 | 1060 | 1 | Pavt Mrkg, Wet Reflective, Type R, Tape, 6 inch, White, Temp | Ft | 48,360.000 | Crawford Contracting, Inc. | $2.45 | $118,482.00 | 4
233 | 37022-201005 | 1065 | 1 | Pavt Mrkg, Wet Reflective, Type R, Tape, 6 inch, Yellow, Temp | Ft | 46,770.000 | Eng Est | $3.00 | $140,310.00 | 0
233 | 37022-201005 | 1065 | 1 | Pavt Mrkg, Wet Reflective, Type R, Tape, 6 inch, Yellow, Temp | Ft | 46,770.000 | Kamminga & Roodvoets, Inc. | $2.45 | $114,586.50 | 1
233 | 37022-201005 | 1065 | 1 | Pavt Mrkg, Wet Reflective, Type R, Tape, 6 inch, Yellow, Temp | Ft | 46,770.000 | M & M Excavating Company | $2.45 | $114,586.50 | 2
233 | 37022-201005 | 1065 | 1 | Pavt Mrkg, Wet Reflective, Type R, Tape, 6 inch, Yellow, Temp | Ft | 46,770.000 | Fessler & Bowman, Inc. | $2.75 | $128,617.50 | 3
233 | 37022-201005 | 1065 | 1 | Pavt Mrkg, Wet Reflective, Type R, Tape, 6 inch, Yellow, Temp | Ft | 46,770.000 | Crawford Contracting, Inc. | $2.45 | $114,586.50 | 4
233 | 37022-201005 | 1070 | 1 | Pavt Mrkg, Wet Reflective, Type NR, Paint, 6 inch, White, Temp | Ft | 7,750.000 | Eng Est | $0.75 | $5,812.50 | 0
233 | 37022-201005 | 1070 | 1 | Pavt Mrkg, Wet Reflective, Type NR, Paint, 6 inch, White, Temp | Ft | 7,750.000 | Kamminga & Roodvoets, Inc. | $0.45 | $3,487.50 | 1
233 | 37022-201005 | 1070 | 1 | Pavt Mrkg, Wet Reflective, Type NR, Paint, 6 inch, White, Temp | Ft | 7,750.000 | M & M Excavating Company | $0.45 | $3,487.50 | 2
233 | 37022-201005 | 1070 | 1 | Pavt Mrkg, Wet Reflective, Type NR, Paint, 6 inch, White, Temp | Ft | 7,750.000 | Fessler & Bowman, Inc. | $0.50 | $3,875.00 | 3
233 | 37022-201005 | 1070 | 1 | Pavt Mrkg, Wet Reflective, Type NR, Paint, 6 inch, White, Temp | Ft | 7,750.000 | Crawford Contracting, Inc. | $0.45 | $3,487.50 | 4
233 | 37022-201005 | 1075 | 1 | Pavt Mrkg, Wet Reflective, Type NR, Paint, 6 inch, Yellow, Temp | Ft | 16,860.000 | Eng Est | $0.75 | $12,645.00 | 0
233 | 37022-201005 | 1075 | 1 | Pavt Mrkg, Wet Reflective, Type NR, Paint, 6 inch, Yellow, Temp | Ft | 16,860.000 | Kamminga & Roodvoets, Inc. | $0.45 | $7,587.00 | 1
233 | 37022-201005 | 1075 | 1 | Pavt Mrkg, Wet Reflective, Type NR, Paint, 6 inch, Yellow, Temp | Ft | 16,860.000 | M & M Excavating Company | $0.45 | $7,587.00 | 2
233 | 37022-201005 | 1075 | 1 | Pavt Mrkg, Wet Reflective, Type NR, Paint, 6 inch, Yellow, Temp | Ft | 16,860.000 | Fessler & Bowman, Inc. | $0.50 | $8,430.00 | 3
233 | 37022-201005 | 1075 | 1 | Pavt Mrkg, Wet Reflective, Type NR, Paint, 6 inch, Yellow, Temp | Ft | 16,860.000 | Crawford Contracting, Inc. | $0.45 | $7,587.00 | 4
233 | 37022-201005 | 1080 | 1 | Pedestrian Path, Temp | Ft | 1,607.000 | Eng Est | $25.01 | $40,191.07 | 0
233 | 37022-201005 | 1080 | 1 | Pedestrian Path, Temp | Ft | 1,607.000 | Kamminga & Roodvoets, Inc. | $25.00 | $40,175.00 | 1
233 | 37022-201005 | 1080 | 1 | Pedestrian Path, Temp | Ft | 1,607.000 | M & M Excavating Company | $7.00 | $11,249.00 | 2
233 | 37022-201005 | 1080 | 1 | Pedestrian Path, Temp | Ft | 1,607.000 | Fessler & Bowman, Inc. | $40.00 | $64,280.00 | 3
233 | 37022-201005 | 1080 | 1 | Pedestrian Path, Temp | Ft | 1,607.000 | Crawford Contracting, Inc. | $45.00 | $72,315.00 | 4
233 | 37022-201005 | 1085 | 1 | Pedestrian Ramp, Temp | Ea | 2.000 | Eng Est | $308.48 | $616.96 | 0
233 | 37022-201005 | 1085 | 1 | Pedestrian Ramp, Temp | Ea | 2.000 | Kamminga & Roodvoets, Inc. | $2,000.00 | $4,000.00 | 1
233 | 37022-201005 | 1085 | 1 | Pedestrian Ramp, Temp | Ea | 2.000 | M & M Excavating Company | $5,000.00 | $10,000.00 | 2
233 | 37022-201005 | 1085 | 1 | Pedestrian Ramp, Temp | Ea | 2.000 | Fessler & Bowman, Inc. | $600.00 | $1,200.00 | 3
233 | 37022-201005 | 1085 | 1 | Pedestrian Ramp, Temp | Ea | 2.000 | Crawford Contracting, Inc. | $1,000.00 | $2,000.00 | 4
233 | 37022-201005 | 1090 | 1 | Site Preparation, Max$3,900.00 | LSUM | 1.000 | Eng Est | $3,900.00 | $3,900.00 | 0
233 | 37022-201005 | 1090 | 1 | Site Preparation, Max$3,900.00 | LSUM | 1.000 | Kamminga & Roodvoets, Inc. | $3,900.00 | $3,900.00 | 1
233 | 37022-201005 | 1090 | 1 | Site Preparation, Max$3,900.00 | LSUM | 1.000 | M & M Excavating Company | $3,900.00 | $3,900.00 | 2
233 | 37022-201005 | 1090 | 1 | Site Preparation, Max$3,900.00 | LSUM | 1.000 | Fessler & Bowman, Inc. | $3,900.00 | $3,900.00 | 3
233 | 37022-201005 | 1090 | 1 | Site Preparation, Max$3,900.00 | LSUM | 1.000 | Crawford Contracting, Inc. | $3,900.00 | $3,900.00 | 4
233 | 37022-201005 | 1095 | 1 | Watering and Cultivating, First Season, Min$1,900.00 | LSUM | 1.000 | Eng Est | $1,900.00 | $1,900.00 | 0
233 | 37022-201005 | 1095 | 1 | Watering and Cultivating, First Season, Min$1,900.00 | LSUM | 1.000 | Kamminga & Roodvoets, Inc. | $6,000.00 | $6,000.00 | 1
233 | 37022-201005 | 1095 | 1 | Watering and Cultivating, First Season, Min$1,900.00 | LSUM | 1.000 | M & M Excavating Company | $3,000.00 | $3,000.00 | 2
233 | 37022-201005 | 1095 | 1 | Watering and Cultivating, First Season, Min$1,900.00 | LSUM | 1.000 | Fessler & Bowman, Inc. | $6,300.00 | $6,300.00 | 3
233 | 37022-201005 | 1095 | 1 | Watering and Cultivating, First Season, Min$1,900.00 | LSUM | 1.000 | Crawford Contracting, Inc. | $3,000.00 | $3,000.00 | 4
233 | 37022-201005 | 1100 | 1 | Watering and Cultivating, 2nd Season, Min$2,300.00 | LSUM | 1.000 | Eng Est | $2,300.00 | $2,300.00 | 0
233 | 37022-201005 | 1100 | 1 | Watering and Cultivating, 2nd Season, Min$2,300.00 | LSUM | 1.000 | Kamminga & Roodvoets, Inc. | $6,000.00 | $6,000.00 | 1
233 | 37022-201005 | 1100 | 1 | Watering and Cultivating, 2nd Season, Min$2,300.00 | LSUM | 1.000 | M & M Excavating Company | $3,500.00 | $3,500.00 | 2
233 | 37022-201005 | 1100 | 1 | Watering and Cultivating, 2nd Season, Min$2,300.00 | LSUM | 1.000 | Fessler & Bowman, Inc. | $6,300.00 | $6,300.00 | 3
233 | 37022-201005 | 1100 | 1 | Watering and Cultivating, 2nd Season, Min$2,300.00 | LSUM | 1.000 | Crawford Contracting, Inc. | $3,500.00 | $3,500.00 | 4
233 | 37022-201005 | 1105 | 1 | Tilia cordata 'Greenspire', 2 inch | Ea | 2.000 | Eng Est | $500.00 | $1,000.00 | 0
233 | 37022-201005 | 1105 | 1 | Tilia cordata 'Greenspire', 2 inch | Ea | 2.000 | Kamminga & Roodvoets, Inc. | $516.00 | $1,032.00 | 1
233 | 37022-201005 | 1105 | 1 | Tilia cordata 'Greenspire', 2 inch | Ea | 2.000 | M & M Excavating Company | $700.00 | $1,400.00 | 2
233 | 37022-201005 | 1105 | 1 | Tilia cordata 'Greenspire', 2 inch | Ea | 2.000 | Fessler & Bowman, Inc. | $542.00 | $1,084.00 | 3
233 | 37022-201005 | 1105 | 1 | Tilia cordata 'Greenspire', 2 inch | Ea | 2.000 | Crawford Contracting, Inc. | $700.00 | $1,400.00 | 4
233 | 37022-201005 | 1110 | 1 | _Steel Landscape Edging, 4 inch | Ft | 383.000 | Eng Est | $14.00 | $5,362.00 | 0
233 | 37022-201005 | 1110 | 1 | _Steel Landscape Edging, 4 inch | Ft | 383.000 | Kamminga & Roodvoets, Inc. | $15.00 | $5,745.00 | 1
233 | 37022-201005 | 1110 | 1 | _Steel Landscape Edging, 4 inch | Ft | 383.000 | M & M Excavating Company | $6.00 | $2,298.00 | 2
233 | 37022-201005 | 1110 | 1 | _Steel Landscape Edging, 4 inch | Ft | 383.000 | Fessler & Bowman, Inc. | $15.75 | $6,032.25 | 3
233 | 37022-201005 | 1110 | 1 | _Steel Landscape Edging, 4 inch | Ft | 383.000 | Crawford Contracting, Inc. | $6.00 | $2,298.00 | 4
233 | 37022-201005 | 1115 | 1 | _Landscape Fabric | Syd | 217.000 | Eng Est | $15.00 | $3,255.00 | 0
233 | 37022-201005 | 1115 | 1 | _Landscape Fabric | Syd | 217.000 | Kamminga & Roodvoets, Inc. | $5.75 | $1,247.75 | 1
233 | 37022-201005 | 1115 | 1 | _Landscape Fabric | Syd | 217.000 | M & M Excavating Company | $1.00 | $217.00 | 2
233 | 37022-201005 | 1115 | 1 | _Landscape Fabric | Syd | 217.000 | Fessler & Bowman, Inc. | $6.25 | $1,356.25 | 3
233 | 37022-201005 | 1115 | 1 | _Landscape Fabric | Syd | 217.000 | Crawford Contracting, Inc. | $1.00 | $217.00 | 4
233 | 37022-201005 | 1120 | 1 | _Decorative Stone, Meramec (Chestnut Brown) | Cyd | 5.000 | Eng Est | $300.00 | $1,500.00 | 0
233 | 37022-201005 | 1120 | 1 | _Decorative Stone, Meramec (Chestnut Brown) | Cyd | 5.000 | Kamminga & Roodvoets, Inc. | $260.00 | $1,300.00 | 1
233 | 37022-201005 | 1120 | 1 | _Decorative Stone, Meramec (Chestnut Brown) | Cyd | 5.000 | M & M Excavating Company | $500.00 | $2,500.00 | 2
233 | 37022-201005 | 1120 | 1 | _Decorative Stone, Meramec (Chestnut Brown) | Cyd | 5.000 | Fessler & Bowman, Inc. | $273.00 | $1,365.00 | 3
233 | 37022-201005 | 1120 | 1 | _Decorative Stone, Meramec (Chestnut Brown) | Cyd | 5.000 | Crawford Contracting, Inc. | $550.00 | $2,750.00 | 4
233 | 37022-201005 | 1125 | 1 | _Acer rubrum 'Frank Jr', 2 inch | Ea | 3.000 | Eng Est | $650.00 | $1,950.00 | 0
233 | 37022-201005 | 1125 | 1 | _Acer rubrum 'Frank Jr', 2 inch | Ea | 3.000 | Kamminga & Roodvoets, Inc. | $437.00 | $1,311.00 | 1
233 | 37022-201005 | 1125 | 1 | _Acer rubrum 'Frank Jr', 2 inch | Ea | 3.000 | M & M Excavating Company | $600.00 | $1,800.00 | 2
233 | 37022-201005 | 1125 | 1 | _Acer rubrum 'Frank Jr', 2 inch | Ea | 3.000 | Fessler & Bowman, Inc. | $459.00 | $1,377.00 | 3
233 | 37022-201005 | 1125 | 1 | _Acer rubrum 'Frank Jr', 2 inch | Ea | 3.000 | Crawford Contracting, Inc. | $600.00 | $1,800.00 | 4
233 | 37022-201005 | 1130 | 1 | _Bench, Rem, Salv, Reinstall | Ea | 4.000 | Eng Est | $600.00 | $2,400.00 | 0
233 | 37022-201005 | 1130 | 1 | _Bench, Rem, Salv, Reinstall | Ea | 4.000 | Kamminga & Roodvoets, Inc. | $750.00 | $3,000.00 | 1
233 | 37022-201005 | 1130 | 1 | _Bench, Rem, Salv, Reinstall | Ea | 4.000 | M & M Excavating Company | $500.00 | $2,000.00 | 2
233 | 37022-201005 | 1130 | 1 | _Bench, Rem, Salv, Reinstall | Ea | 4.000 | Fessler & Bowman, Inc. | $1,989.00 | $7,956.00 | 3
233 | 37022-201005 | 1130 | 1 | _Bench, Rem, Salv, Reinstall | Ea | 4.000 | Crawford Contracting, Inc. | $1,000.00 | $4,000.00 | 4
233 | 37022-201005 | 1135 | 1 | _Bike Hitch, Rem, Salv, Reinstall | Ea | 1.000 | Eng Est | $400.00 | $400.00 | 0
233 | 37022-201005 | 1135 | 1 | _Bike Hitch, Rem, Salv, Reinstall | Ea | 1.000 | Kamminga & Roodvoets, Inc. | $750.00 | $750.00 | 1
233 | 37022-201005 | 1135 | 1 | _Bike Hitch, Rem, Salv, Reinstall | Ea | 1.000 | M & M Excavating Company | $500.00 | $500.00 | 2
233 | 37022-201005 | 1135 | 1 | _Bike Hitch, Rem, Salv, Reinstall | Ea | 1.000 | Fessler & Bowman, Inc. | $1,960.00 | $1,960.00 | 3
233 | 37022-201005 | 1135 | 1 | _Bike Hitch, Rem, Salv, Reinstall | Ea | 1.000 | Crawford Contracting, Inc. | $1,000.00 | $1,000.00 | 4
233 | 37022-201005 | 1140 | 1 | _Hemerocallis 'Happy Returns', #2 Cont. | Ea | 284.000 | Eng Est | $20.00 | $5,680.00 | 0
233 | 37022-201005 | 1140 | 1 | _Hemerocallis 'Happy Returns', #2 Cont. | Ea | 284.000 | Kamminga & Roodvoets, Inc. | $27.00 | $7,668.00 | 1
233 | 37022-201005 | 1140 | 1 | _Hemerocallis 'Happy Returns', #2 Cont. | Ea | 284.000 | M & M Excavating Company | $27.00 | $7,668.00 | 2
233 | 37022-201005 | 1140 | 1 | _Hemerocallis 'Happy Returns', #2 Cont. | Ea | 284.000 | Fessler & Bowman, Inc. | $28.50 | $8,094.00 | 3
233 | 37022-201005 | 1140 | 1 | _Hemerocallis 'Happy Returns', #2 Cont. | Ea | 284.000 | Crawford Contracting, Inc. | $40.00 | $11,360.00 | 4
233 | 37022-201005 | 1145 | 1 | _Portable Planter, Rem, Salv, Reinstall | Ea | 9.000 | Eng Est | $300.00 | $2,700.00 | 0
233 | 37022-201005 | 1145 | 1 | _Portable Planter, Rem, Salv, Reinstall | Ea | 9.000 | Kamminga & Roodvoets, Inc. | $275.00 | $2,475.00 | 1
233 | 37022-201005 | 1145 | 1 | _Portable Planter, Rem, Salv, Reinstall | Ea | 9.000 | M & M Excavating Company | $500.00 | $4,500.00 | 2
233 | 37022-201005 | 1145 | 1 | _Portable Planter, Rem, Salv, Reinstall | Ea | 9.000 | Fessler & Bowman, Inc. | $1,598.00 | $14,382.00 | 3
233 | 37022-201005 | 1145 | 1 | _Portable Planter, Rem, Salv, Reinstall | Ea | 9.000 | Crawford Contracting, Inc. | $1,000.00 | $9,000.00 | 4
233 | 37022-201005 | 1150 | 1 | _Quercus robur x alba 'Crimschmidt', 2 inch | Ea | 4.000 | Eng Est | $500.00 | $2,000.00 | 0
233 | 37022-201005 | 1150 | 1 | _Quercus robur x alba 'Crimschmidt', 2 inch | Ea | 4.000 | Kamminga & Roodvoets, Inc. | $562.00 | $2,248.00 | 1
233 | 37022-201005 | 1150 | 1 | _Quercus robur x alba 'Crimschmidt', 2 inch | Ea | 4.000 | M & M Excavating Company | $725.00 | $2,900.00 | 2
233 | 37022-201005 | 1150 | 1 | _Quercus robur x alba 'Crimschmidt', 2 inch | Ea | 4.000 | Fessler & Bowman, Inc. | $591.00 | $2,364.00 | 3
233 | 37022-201005 | 1150 | 1 | _Quercus robur x alba 'Crimschmidt', 2 inch | Ea | 4.000 | Crawford Contracting, Inc. | $725.00 | $2,900.00 | 4
233 | 37022-201005 | 1155 | 1 | _Syringa reticulata 'Ivory Silk', 2 inch | Ea | 1.000 | Eng Est | $500.00 | $500.00 | 0
233 | 37022-201005 | 1155 | 1 | _Syringa reticulata 'Ivory Silk', 2 inch | Ea | 1.000 | Kamminga & Roodvoets, Inc. | $470.00 | $470.00 | 1
233 | 37022-201005 | 1155 | 1 | _Syringa reticulata 'Ivory Silk', 2 inch | Ea | 1.000 | M & M Excavating Company | $750.00 | $750.00 | 2
233 | 37022-201005 | 1155 | 1 | _Syringa reticulata 'Ivory Silk', 2 inch | Ea | 1.000 | Fessler & Bowman, Inc. | $493.50 | $493.50 | 3
233 | 37022-201005 | 1155 | 1 | _Syringa reticulata 'Ivory Silk', 2 inch | Ea | 1.000 | Crawford Contracting, Inc. | $750.00 | $750.00 | 4
233 | 37022-201005 | 1160 | 1 | _Trash Receptacle, Rem, Salv, Reinstall | Ea | 3.000 | Eng Est | $300.00 | $900.00 | 0
233 | 37022-201005 | 1160 | 1 | _Trash Receptacle, Rem, Salv, Reinstall | Ea | 3.000 | Kamminga & Roodvoets, Inc. | $600.00 | $1,800.00 | 1
233 | 37022-201005 | 1160 | 1 | _Trash Receptacle, Rem, Salv, Reinstall | Ea | 3.000 | M & M Excavating Company | $500.00 | $1,500.00 | 2
233 | 37022-201005 | 1160 | 1 | _Trash Receptacle, Rem, Salv, Reinstall | Ea | 3.000 | Fessler & Bowman, Inc. | $1,989.00 | $5,967.00 | 3
233 | 37022-201005 | 1160 | 1 | _Trash Receptacle, Rem, Salv, Reinstall | Ea | 3.000 | Crawford Contracting, Inc. | $1,000.00 | $3,000.00 | 4
233 | 37022-201005 | 1165 | 1 | Compost Surface, Furn, 4 inch | Syd | 298.000 | Eng Est | $5.00 | $1,490.00 | 0
233 | 37022-201005 | 1165 | 1 | Compost Surface, Furn, 4 inch | Syd | 298.000 | Kamminga & Roodvoets, Inc. | $8.90 | $2,652.20 | 1
233 | 37022-201005 | 1165 | 1 | Compost Surface, Furn, 4 inch | Syd | 298.000 | M & M Excavating Company | $8.00 | $2,384.00 | 2
233 | 37022-201005 | 1165 | 1 | Compost Surface, Furn, 4 inch | Syd | 298.000 | Fessler & Bowman, Inc. | $9.50 | $2,831.00 | 3
233 | 37022-201005 | 1165 | 1 | Compost Surface, Furn, 4 inch | Syd | 298.000 | Crawford Contracting, Inc. | $6.00 | $1,788.00 | 4
233 | 37022-201005 | 1170 | 1 | Mulch | Syd | 298.000 | Eng Est | $1.89 | $563.22 | 0
233 | 37022-201005 | 1170 | 1 | Mulch | Syd | 298.000 | Kamminga & Roodvoets, Inc. | $8.50 | $2,533.00 | 1
233 | 37022-201005 | 1170 | 1 | Mulch | Syd | 298.000 | M & M Excavating Company | $3.00 | $894.00 | 2
233 | 37022-201005 | 1170 | 1 | Mulch | Syd | 298.000 | Fessler & Bowman, Inc. | $9.00 | $2,682.00 | 3
233 | 37022-201005 | 1170 | 1 | Mulch | Syd | 298.000 | Crawford Contracting, Inc. | $3.00 | $894.00 | 4
233 | 37022-201005 | 1175 | 1 | Slope Restoration, Non-Freeway, Type B | Syd | 3,134.000 | Eng Est | $6.47 | $20,276.98 | 0
233 | 37022-201005 | 1175 | 1 | Slope Restoration, Non-Freeway, Type B | Syd | 3,134.000 | Kamminga & Roodvoets, Inc. | $7.00 | $21,938.00 | 1
233 | 37022-201005 | 1175 | 1 | Slope Restoration, Non-Freeway, Type B | Syd | 3,134.000 | M & M Excavating Company | $7.00 | $21,938.00 | 2
233 | 37022-201005 | 1175 | 1 | Slope Restoration, Non-Freeway, Type B | Syd | 3,134.000 | Fessler & Bowman, Inc. | $8.75 | $27,422.50 | 3
233 | 37022-201005 | 1175 | 1 | Slope Restoration, Non-Freeway, Type B | Syd | 3,134.000 | Crawford Contracting, Inc. | $5.75 | $18,020.50 | 4
233 | 37022-201005 | 1180 | 1 | Slope Restoration, Non-Freeway, Type D | Syd | 400.000 | Eng Est | $9.59 | $3,836.00 | 0
233 | 37022-201005 | 1180 | 1 | Slope Restoration, Non-Freeway, Type D | Syd | 400.000 | Kamminga & Roodvoets, Inc. | $12.00 | $4,800.00 | 1
233 | 37022-201005 | 1180 | 1 | Slope Restoration, Non-Freeway, Type D | Syd | 400.000 | M & M Excavating Company | $6.00 | $2,400.00 | 2
233 | 37022-201005 | 1180 | 1 | Slope Restoration, Non-Freeway, Type D | Syd | 400.000 | Fessler & Bowman, Inc. | $12.25 | $4,900.00 | 3
233 | 37022-201005 | 1180 | 1 | Slope Restoration, Non-Freeway, Type D | Syd | 400.000 | Crawford Contracting, Inc. | $5.00 | $2,000.00 | 4
233 | 37022-201005 | 1185 | 1 | _Turf Establishment, Performance | Syd | 18,224.000 | Eng Est | $6.50 | $118,456.00 | 0
233 | 37022-201005 | 1185 | 1 | _Turf Establishment, Performance | Syd | 18,224.000 | Kamminga & Roodvoets, Inc. | $7.50 | $136,680.00 | 1
233 | 37022-201005 | 1185 | 1 | _Turf Establishment, Performance | Syd | 18,224.000 | M & M Excavating Company | $9.00 | $164,016.00 | 2
233 | 37022-201005 | 1185 | 1 | _Turf Establishment, Performance | Syd | 18,224.000 | Fessler & Bowman, Inc. | $8.25 | $150,348.00 | 3
233 | 37022-201005 | 1185 | 1 | _Turf Establishment, Performance | Syd | 18,224.000 | Crawford Contracting, Inc. | $7.50 | $136,680.00 | 4
233 | 37022-201005 | 1190 | 1 | Conduit, Rem | Ft | 5,809.000 | Eng Est | $1.53 | $8,887.77 | 0
233 | 37022-201005 | 1190 | 1 | Conduit, Rem | Ft | 5,809.000 | Kamminga & Roodvoets, Inc. | $2.50 | $14,522.50 | 1
233 | 37022-201005 | 1190 | 1 | Conduit, Rem | Ft | 5,809.000 | M & M Excavating Company | $2.50 | $14,522.50 | 2
233 | 37022-201005 | 1190 | 1 | Conduit, Rem | Ft | 5,809.000 | Fessler & Bowman, Inc. | $2.75 | $15,974.75 | 3
233 | 37022-201005 | 1190 | 1 | Conduit, Rem | Ft | 5,809.000 | Crawford Contracting, Inc. | $2.50 | $14,522.50 | 4
233 | 37022-201005 | 1195 | 1 | Conduit, Directional Bore, 1, 3 inch | Ft | 310.000 | Eng Est | $35.09 | $10,877.90 | 0
233 | 37022-201005 | 1195 | 1 | Conduit, Directional Bore, 1, 3 inch | Ft | 310.000 | Kamminga & Roodvoets, Inc. | $25.00 | $7,750.00 | 1
233 | 37022-201005 | 1195 | 1 | Conduit, Directional Bore, 1, 3 inch | Ft | 310.000 | M & M Excavating Company | $25.00 | $7,750.00 | 2
233 | 37022-201005 | 1195 | 1 | Conduit, Directional Bore, 1, 3 inch | Ft | 310.000 | Fessler & Bowman, Inc. | $26.25 | $8,137.50 | 3
233 | 37022-201005 | 1195 | 1 | Conduit, Directional Bore, 1, 3 inch | Ft | 310.000 | Crawford Contracting, Inc. | $25.00 | $7,750.00 | 4
233 | 37022-201005 | 1200 | 1 | Conduit, DB, 1, 1/2 inch | Ft | 150.000 | Eng Est | $9.31 | $1,396.50 | 0
233 | 37022-201005 | 1200 | 1 | Conduit, DB, 1, 1/2 inch | Ft | 150.000 | Kamminga & Roodvoets, Inc. | $10.00 | $1,500.00 | 1
233 | 37022-201005 | 1200 | 1 | Conduit, DB, 1, 1/2 inch | Ft | 150.000 | M & M Excavating Company | $10.00 | $1,500.00 | 2
233 | 37022-201005 | 1200 | 1 | Conduit, DB, 1, 1/2 inch | Ft | 150.000 | Fessler & Bowman, Inc. | $10.50 | $1,575.00 | 3
233 | 37022-201005 | 1200 | 1 | Conduit, DB, 1, 1/2 inch | Ft | 150.000 | Crawford Contracting, Inc. | $10.00 | $1,500.00 | 4
233 | 37022-201005 | 1205 | 1 | Conduit, DB, 1, 1 1/4 inch | Ft | 5,081.000 | Eng Est | $19.63 | $99,740.03 | 0
233 | 37022-201005 | 1205 | 1 | Conduit, DB, 1, 1 1/4 inch | Ft | 5,081.000 | Kamminga & Roodvoets, Inc. | $12.75 | $64,782.75 | 1
233 | 37022-201005 | 1205 | 1 | Conduit, DB, 1, 1 1/4 inch | Ft | 5,081.000 | M & M Excavating Company | $12.75 | $64,782.75 | 2
233 | 37022-201005 | 1205 | 1 | Conduit, DB, 1, 1 1/4 inch | Ft | 5,081.000 | Fessler & Bowman, Inc. | $13.50 | $68,593.50 | 3
233 | 37022-201005 | 1205 | 1 | Conduit, DB, 1, 1 1/4 inch | Ft | 5,081.000 | Crawford Contracting, Inc. | $12.75 | $64,782.75 | 4
233 | 37022-201005 | 1210 | 1 | Conduit, DB, 1, 1 1/2 inch | Ft | 405.000 | Eng Est | $13.66 | $5,532.30 | 0
233 | 37022-201005 | 1210 | 1 | Conduit, DB, 1, 1 1/2 inch | Ft | 405.000 | Kamminga & Roodvoets, Inc. | $30.00 | $12,150.00 | 1
233 | 37022-201005 | 1210 | 1 | Conduit, DB, 1, 1 1/2 inch | Ft | 405.000 | M & M Excavating Company | $30.00 | $12,150.00 | 2
233 | 37022-201005 | 1210 | 1 | Conduit, DB, 1, 1 1/2 inch | Ft | 405.000 | Fessler & Bowman, Inc. | $31.50 | $12,757.50 | 3
233 | 37022-201005 | 1210 | 1 | Conduit, DB, 1, 1 1/2 inch | Ft | 405.000 | Crawford Contracting, Inc. | $30.00 | $12,150.00 | 4
233 | 37022-201005 | 1215 | 1 | Conduit, DB, 3, 3 inch | Ft | 160.000 | Eng Est | $36.80 | $5,888.00 | 0
233 | 37022-201005 | 1215 | 1 | Conduit, DB, 3, 3 inch | Ft | 160.000 | Kamminga & Roodvoets, Inc. | $55.00 | $8,800.00 | 1
233 | 37022-201005 | 1215 | 1 | Conduit, DB, 3, 3 inch | Ft | 160.000 | M & M Excavating Company | $55.00 | $8,800.00 | 2
233 | 37022-201005 | 1215 | 1 | Conduit, DB, 3, 3 inch | Ft | 160.000 | Fessler & Bowman, Inc. | $57.75 | $9,240.00 | 3
233 | 37022-201005 | 1215 | 1 | Conduit, DB, 3, 3 inch | Ft | 160.000 | Crawford Contracting, Inc. | $55.00 | $8,800.00 | 4
233 | 37022-201005 | 1220 | 1 | Conduit, DB, 4, 3 inch | Ft | 30.000 | Eng Est | $54.83 | $1,644.90 | 0
233 | 37022-201005 | 1220 | 1 | Conduit, DB, 4, 3 inch | Ft | 30.000 | Kamminga & Roodvoets, Inc. | $70.00 | $2,100.00 | 1
233 | 37022-201005 | 1220 | 1 | Conduit, DB, 4, 3 inch | Ft | 30.000 | M & M Excavating Company | $70.00 | $2,100.00 | 2
233 | 37022-201005 | 1220 | 1 | Conduit, DB, 4, 3 inch | Ft | 30.000 | Fessler & Bowman, Inc. | $73.50 | $2,205.00 | 3
233 | 37022-201005 | 1220 | 1 | Conduit, DB, 4, 3 inch | Ft | 30.000 | Crawford Contracting, Inc. | $70.00 | $2,100.00 | 4
233 | 37022-201005 | 1225 | 1 | Conduit, Schedule 40, 4 inch | Ft | 6,054.000 | Eng Est | $10.00 | $60,540.00 | 0
233 | 37022-201005 | 1225 | 1 | Conduit, Schedule 40, 4 inch | Ft | 6,054.000 | Kamminga & Roodvoets, Inc. | $20.00 | $121,080.00 | 1
233 | 37022-201005 | 1225 | 1 | Conduit, Schedule 40, 4 inch | Ft | 6,054.000 | M & M Excavating Company | $20.00 | $121,080.00 | 2
233 | 37022-201005 | 1225 | 1 | Conduit, Schedule 40, 4 inch | Ft | 6,054.000 | Fessler & Bowman, Inc. | $21.00 | $127,134.00 | 3
233 | 37022-201005 | 1225 | 1 | Conduit, Schedule 40, 4 inch | Ft | 6,054.000 | Crawford Contracting, Inc. | $20.00 | $121,080.00 | 4
233 | 37022-201005 | 1230 | 1 | Conduit, Schedule 80, 3 inch | Ft | 415.000 | Eng Est | $16.11 | $6,685.65 | 0
233 | 37022-201005 | 1230 | 1 | Conduit, Schedule 80, 3 inch | Ft | 415.000 | Kamminga & Roodvoets, Inc. | $19.00 | $7,885.00 | 1
233 | 37022-201005 | 1230 | 1 | Conduit, Schedule 80, 3 inch | Ft | 415.000 | M & M Excavating Company | $19.00 | $7,885.00 | 2
233 | 37022-201005 | 1230 | 1 | Conduit, Schedule 80, 3 inch | Ft | 415.000 | Fessler & Bowman, Inc. | $20.00 | $8,300.00 | 3
233 | 37022-201005 | 1230 | 1 | Conduit, Schedule 80, 3 inch | Ft | 415.000 | Crawford Contracting, Inc. | $19.00 | $7,885.00 | 4
233 | 37022-201005 | 1235 | 1 | DB Cable, in Conduit, 600V, 1/C#2 | Ft | 200.000 | Eng Est | $4.76 | $952.00 | 0
233 | 37022-201005 | 1235 | 1 | DB Cable, in Conduit, 600V, 1/C#2 | Ft | 200.000 | Kamminga & Roodvoets, Inc. | $4.50 | $900.00 | 1
233 | 37022-201005 | 1235 | 1 | DB Cable, in Conduit, 600V, 1/C#2 | Ft | 200.000 | M & M Excavating Company | $4.50 | $900.00 | 2
233 | 37022-201005 | 1235 | 1 | DB Cable, in Conduit, 600V, 1/C#2 | Ft | 200.000 | Fessler & Bowman, Inc. | $4.75 | $950.00 | 3
233 | 37022-201005 | 1235 | 1 | DB Cable, in Conduit, 600V, 1/C#2 | Ft | 200.000 | Crawford Contracting, Inc. | $4.50 | $900.00 | 4
233 | 37022-201005 | 1240 | 1 | DB Cable, in Conduit, 600V, 1/C#6 | Ft | 18,413.000 | Eng Est | $2.39 | $44,007.07 | 0
233 | 37022-201005 | 1240 | 1 | DB Cable, in Conduit, 600V, 1/C#6 | Ft | 18,413.000 | Kamminga & Roodvoets, Inc. | $2.00 | $36,826.00 | 1
233 | 37022-201005 | 1240 | 1 | DB Cable, in Conduit, 600V, 1/C#6 | Ft | 18,413.000 | M & M Excavating Company | $2.00 | $36,826.00 | 2
233 | 37022-201005 | 1240 | 1 | DB Cable, in Conduit, 600V, 1/C#6 | Ft | 18,413.000 | Fessler & Bowman, Inc. | $2.25 | $41,429.25 | 3
233 | 37022-201005 | 1240 | 1 | DB Cable, in Conduit, 600V, 1/C#6 | Ft | 18,413.000 | Crawford Contracting, Inc. | $2.00 | $36,826.00 | 4
233 | 37022-201005 | 1245 | 1 | DB Cable, in Conduit, 600V, 1/C#10 | Ft | 744.000 | Eng Est | $2.25 | $1,674.00 | 0
233 | 37022-201005 | 1245 | 1 | DB Cable, in Conduit, 600V, 1/C#10 | Ft | 744.000 | Kamminga & Roodvoets, Inc. | $1.50 | $1,116.00 | 1
233 | 37022-201005 | 1245 | 1 | DB Cable, in Conduit, 600V, 1/C#10 | Ft | 744.000 | M & M Excavating Company | $1.50 | $1,116.00 | 2
233 | 37022-201005 | 1245 | 1 | DB Cable, in Conduit, 600V, 1/C#10 | Ft | 744.000 | Fessler & Bowman, Inc. | $1.75 | $1,302.00 | 3
233 | 37022-201005 | 1245 | 1 | DB Cable, in Conduit, 600V, 1/C#10 | Ft | 744.000 | Crawford Contracting, Inc. | $1.50 | $1,116.00 | 4
233 | 37022-201005 | 1250 | 1 | Cable, Rem | Ft | 275.000 | Eng Est | $1.05 | $288.75 | 0
233 | 37022-201005 | 1250 | 1 | Cable, Rem | Ft | 275.000 | Kamminga & Roodvoets, Inc. | $1.00 | $275.00 | 1
233 | 37022-201005 | 1250 | 1 | Cable, Rem | Ft | 275.000 | M & M Excavating Company | $1.00 | $275.00 | 2
233 | 37022-201005 | 1250 | 1 | Cable, Rem | Ft | 275.000 | Fessler & Bowman, Inc. | $1.25 | $343.75 | 3
233 | 37022-201005 | 1250 | 1 | Cable, Rem | Ft | 275.000 | Crawford Contracting, Inc. | $1.00 | $275.00 | 4
233 | 37022-201005 | 1255 | 1 | DB Cable, in Conduit, Rem | Ft | 5,636.000 | Eng Est | $0.98 | $5,523.28 | 0
233 | 37022-201005 | 1255 | 1 | DB Cable, in Conduit, Rem | Ft | 5,636.000 | Kamminga & Roodvoets, Inc. | $1.00 | $5,636.00 | 1
233 | 37022-201005 | 1255 | 1 | DB Cable, in Conduit, Rem | Ft | 5,636.000 | M & M Excavating Company | $1.00 | $5,636.00 | 2
233 | 37022-201005 | 1255 | 1 | DB Cable, in Conduit, Rem | Ft | 5,636.000 | Fessler & Bowman, Inc. | $1.25 | $7,045.00 | 3
233 | 37022-201005 | 1255 | 1 | DB Cable, in Conduit, Rem | Ft | 5,636.000 | Crawford Contracting, Inc. | $1.00 | $5,636.00 | 4
233 | 37022-201005 | 1260 | 1 | Cable, Sec, 600V, 1, 3/C#6 | Ft | 1,098.000 | Eng Est | $5.50 | $6,039.00 | 0
233 | 37022-201005 | 1260 | 1 | Cable, Sec, 600V, 1, 3/C#6 | Ft | 1,098.000 | Kamminga & Roodvoets, Inc. | $6.00 | $6,588.00 | 1
233 | 37022-201005 | 1260 | 1 | Cable, Sec, 600V, 1, 3/C#6 | Ft | 1,098.000 | M & M Excavating Company | $6.00 | $6,588.00 | 2
233 | 37022-201005 | 1260 | 1 | Cable, Sec, 600V, 1, 3/C#6 | Ft | 1,098.000 | Fessler & Bowman, Inc. | $6.50 | $7,137.00 | 3
233 | 37022-201005 | 1260 | 1 | Cable, Sec, 600V, 1, 3/C#6 | Ft | 1,098.000 | Crawford Contracting, Inc. | $6.00 | $6,588.00 | 4
233 | 37022-201005 | 1265 | 1 | Cable, Equipment Grounding Wire, 1/C#2 | Ft | 25.000 | Eng Est | $3.63 | $90.75 | 0
233 | 37022-201005 | 1265 | 1 | Cable, Equipment Grounding Wire, 1/C#2 | Ft | 25.000 | Kamminga & Roodvoets, Inc. | $4.50 | $112.50 | 1
233 | 37022-201005 | 1265 | 1 | Cable, Equipment Grounding Wire, 1/C#2 | Ft | 25.000 | M & M Excavating Company | $4.50 | $112.50 | 2
233 | 37022-201005 | 1265 | 1 | Cable, Equipment Grounding Wire, 1/C#2 | Ft | 25.000 | Fessler & Bowman, Inc. | $4.75 | $118.75 | 3
233 | 37022-201005 | 1265 | 1 | Cable, Equipment Grounding Wire, 1/C#2 | Ft | 25.000 | Crawford Contracting, Inc. | $4.50 | $112.50 | 4
233 | 37022-201005 | 1270 | 1 | Cable, Equipment Grounding Wire, 1/C#6 | Ft | 6,401.000 | Eng Est | $2.06 | $13,186.06 | 0
233 | 37022-201005 | 1270 | 1 | Cable, Equipment Grounding Wire, 1/C#6 | Ft | 6,401.000 | Kamminga & Roodvoets, Inc. | $2.00 | $12,802.00 | 1
233 | 37022-201005 | 1270 | 1 | Cable, Equipment Grounding Wire, 1/C#6 | Ft | 6,401.000 | M & M Excavating Company | $2.00 | $12,802.00 | 2
233 | 37022-201005 | 1270 | 1 | Cable, Equipment Grounding Wire, 1/C#6 | Ft | 6,401.000 | Fessler & Bowman, Inc. | $2.25 | $14,402.25 | 3
233 | 37022-201005 | 1270 | 1 | Cable, Equipment Grounding Wire, 1/C#6 | Ft | 6,401.000 | Crawford Contracting, Inc. | $2.00 | $12,802.00 | 4
233 | 37022-201005 | 1275 | 1 | Cable, Equipment Grounding Wire, 1/C#10 | Ft | 248.000 | Eng Est | $2.19 | $543.12 | 0
233 | 37022-201005 | 1275 | 1 | Cable, Equipment Grounding Wire, 1/C#10 | Ft | 248.000 | Kamminga & Roodvoets, Inc. | $1.50 | $372.00 | 1
233 | 37022-201005 | 1275 | 1 | Cable, Equipment Grounding Wire, 1/C#10 | Ft | 248.000 | M & M Excavating Company | $1.50 | $372.00 | 2
233 | 37022-201005 | 1275 | 1 | Cable, Equipment Grounding Wire, 1/C#10 | Ft | 248.000 | Fessler & Bowman, Inc. | $1.75 | $434.00 | 3
233 | 37022-201005 | 1275 | 1 | Cable, Equipment Grounding Wire, 1/C#10 | Ft | 248.000 | Crawford Contracting, Inc. | $1.50 | $372.00 | 4
233 | 37022-201005 | 1280 | 1 | Hh, Heavy Duty Cover | Ea | 4.000 | Eng Est | $1,306.42 | $5,225.68 | 0
233 | 37022-201005 | 1280 | 1 | Hh, Heavy Duty Cover | Ea | 4.000 | Kamminga & Roodvoets, Inc. | $2,200.00 | $8,800.00 | 1
233 | 37022-201005 | 1280 | 1 | Hh, Heavy Duty Cover | Ea | 4.000 | M & M Excavating Company | $2,200.00 | $8,800.00 | 2
233 | 37022-201005 | 1280 | 1 | Hh, Heavy Duty Cover | Ea | 4.000 | Fessler & Bowman, Inc. | $2,310.00 | $9,240.00 | 3
233 | 37022-201005 | 1280 | 1 | Hh, Heavy Duty Cover | Ea | 4.000 | Crawford Contracting, Inc. | $2,200.00 | $8,800.00 | 4
233 | 37022-201005 | 1285 | 1 | Hh, Polymer Conc | Ea | 6.000 | Eng Est | $945.66 | $5,673.96 | 0
233 | 37022-201005 | 1285 | 1 | Hh, Polymer Conc | Ea | 6.000 | Kamminga & Roodvoets, Inc. | $1,525.00 | $9,150.00 | 1
233 | 37022-201005 | 1285 | 1 | Hh, Polymer Conc | Ea | 6.000 | M & M Excavating Company | $1,525.00 | $9,150.00 | 2
233 | 37022-201005 | 1285 | 1 | Hh, Polymer Conc | Ea | 6.000 | Fessler & Bowman, Inc. | $1,602.00 | $9,612.00 | 3
233 | 37022-201005 | 1285 | 1 | Hh, Polymer Conc | Ea | 6.000 | Crawford Contracting, Inc. | $1,525.00 | $9,150.00 | 4
233 | 37022-201005 | 1290 | 1 | Hh, Round | Ea | 11.000 | Eng Est | $1,500.00 | $16,500.00 | 0
233 | 37022-201005 | 1290 | 1 | Hh, Round | Ea | 11.000 | Kamminga & Roodvoets, Inc. | $2,200.00 | $24,200.00 | 1
233 | 37022-201005 | 1290 | 1 | Hh, Round | Ea | 11.000 | M & M Excavating Company | $2,200.00 | $24,200.00 | 2
233 | 37022-201005 | 1290 | 1 | Hh, Round | Ea | 11.000 | Fessler & Bowman, Inc. | $2,310.00 | $25,410.00 | 3
233 | 37022-201005 | 1290 | 1 | Hh, Round | Ea | 11.000 | Crawford Contracting, Inc. | $2,200.00 | $24,200.00 | 4
233 | 37022-201005 | 1295 | 1 | Hh, Round, 3 foot dia | Ea | 3.000 | Eng Est | $2,500.00 | $7,500.00 | 0
233 | 37022-201005 | 1295 | 1 | Hh, Round, 3 foot dia | Ea | 3.000 | Kamminga & Roodvoets, Inc. | $3,675.00 | $11,025.00 | 1
233 | 37022-201005 | 1295 | 1 | Hh, Round, 3 foot dia | Ea | 3.000 | M & M Excavating Company | $3,675.00 | $11,025.00 | 2
233 | 37022-201005 | 1295 | 1 | Hh, Round, 3 foot dia | Ea | 3.000 | Fessler & Bowman, Inc. | $3,859.00 | $11,577.00 | 3
233 | 37022-201005 | 1295 | 1 | Hh, Round, 3 foot dia | Ea | 3.000 | Crawford Contracting, Inc. | $3,675.00 | $11,025.00 | 4
233 | 37022-201005 | 1300 | 1 | Hh, Adj | Ea | 4.000 | Eng Est | $351.08 | $1,404.32 | 0
233 | 37022-201005 | 1300 | 1 | Hh, Adj | Ea | 4.000 | Kamminga & Roodvoets, Inc. | $150.00 | $600.00 | 1
233 | 37022-201005 | 1300 | 1 | Hh, Adj | Ea | 4.000 | M & M Excavating Company | $150.00 | $600.00 | 2
233 | 37022-201005 | 1300 | 1 | Hh, Adj | Ea | 4.000 | Fessler & Bowman, Inc. | $157.50 | $630.00 | 3
233 | 37022-201005 | 1300 | 1 | Hh, Adj | Ea | 4.000 | Crawford Contracting, Inc. | $150.00 | $600.00 | 4
233 | 37022-201005 | 1305 | 1 | Hh, Rem | Ea | 45.000 | Eng Est | $252.68 | $11,370.60 | 0
233 | 37022-201005 | 1305 | 1 | Hh, Rem | Ea | 45.000 | Kamminga & Roodvoets, Inc. | $250.00 | $11,250.00 | 1
233 | 37022-201005 | 1305 | 1 | Hh, Rem | Ea | 45.000 | M & M Excavating Company | $250.00 | $11,250.00 | 2
233 | 37022-201005 | 1305 | 1 | Hh, Rem | Ea | 45.000 | Fessler & Bowman, Inc. | $262.50 | $11,812.50 | 3
233 | 37022-201005 | 1305 | 1 | Hh, Rem | Ea | 45.000 | Crawford Contracting, Inc. | $250.00 | $11,250.00 | 4
233 | 37022-201005 | 1310 | 1 | Wood Pole, Cl 4, 30 foot | Ea | 2.000 | Eng Est | $1,262.21 | $2,524.42 | 0
233 | 37022-201005 | 1310 | 1 | Wood Pole, Cl 4, 30 foot | Ea | 2.000 | Kamminga & Roodvoets, Inc. | $1,250.00 | $2,500.00 | 1
233 | 37022-201005 | 1310 | 1 | Wood Pole, Cl 4, 30 foot | Ea | 2.000 | M & M Excavating Company | $1,250.00 | $2,500.00 | 2
233 | 37022-201005 | 1310 | 1 | Wood Pole, Cl 4, 30 foot | Ea | 2.000 | Fessler & Bowman, Inc. | $1,312.50 | $2,625.00 | 3
233 | 37022-201005 | 1310 | 1 | Wood Pole, Cl 4, 30 foot | Ea | 2.000 | Crawford Contracting, Inc. | $1,250.00 | $2,500.00 | 4
233 | 37022-201005 | 1315 | 1 | Wood Pole, Rem | Ea | 9.000 | Eng Est | $354.33 | $3,188.97 | 0
233 | 37022-201005 | 1315 | 1 | Wood Pole, Rem | Ea | 9.000 | Kamminga & Roodvoets, Inc. | $250.00 | $2,250.00 | 1
233 | 37022-201005 | 1315 | 1 | Wood Pole, Rem | Ea | 9.000 | M & M Excavating Company | $250.00 | $2,250.00 | 2
233 | 37022-201005 | 1315 | 1 | Wood Pole, Rem | Ea | 9.000 | Fessler & Bowman, Inc. | $262.50 | $2,362.50 | 3
233 | 37022-201005 | 1315 | 1 | Wood Pole, Rem | Ea | 9.000 | Crawford Contracting, Inc. | $250.00 | $2,250.00 | 4
233 | 37022-201005 | 1320 | 1 | Serv Disconnect | Ea | 4.000 | Eng Est | $1,173.66 | $4,694.64 | 0
233 | 37022-201005 | 1320 | 1 | Serv Disconnect | Ea | 4.000 | Kamminga & Roodvoets, Inc. | $1,425.00 | $5,700.00 | 1
233 | 37022-201005 | 1320 | 1 | Serv Disconnect | Ea | 4.000 | M & M Excavating Company | $1,425.00 | $5,700.00 | 2
233 | 37022-201005 | 1320 | 1 | Serv Disconnect | Ea | 4.000 | Fessler & Bowman, Inc. | $1,497.00 | $5,988.00 | 3
233 | 37022-201005 | 1320 | 1 | Serv Disconnect | Ea | 4.000 | Crawford Contracting, Inc. | $1,425.00 | $5,700.00 | 4
233 | 37022-201005 | 1325 | 1 | Serv Disconnect, Rem | Ea | 3.000 | Eng Est | $122.77 | $368.31 | 0
233 | 37022-201005 | 1325 | 1 | Serv Disconnect, Rem | Ea | 3.000 | Kamminga & Roodvoets, Inc. | $250.00 | $750.00 | 1
233 | 37022-201005 | 1325 | 1 | Serv Disconnect, Rem | Ea | 3.000 | M & M Excavating Company | $250.00 | $750.00 | 2
233 | 37022-201005 | 1325 | 1 | Serv Disconnect, Rem | Ea | 3.000 | Fessler & Bowman, Inc. | $262.50 | $787.50 | 3
233 | 37022-201005 | 1325 | 1 | Serv Disconnect, Rem | Ea | 3.000 | Crawford Contracting, Inc. | $250.00 | $750.00 | 4
233 | 37022-201005 | 1330 | 1 | _Conduit, DB, 1, 1 inch | Ft | 30.000 | Eng Est | $15.00 | $450.00 | 0
233 | 37022-201005 | 1330 | 1 | _Conduit, DB, 1, 1 inch | Ft | 30.000 | Kamminga & Roodvoets, Inc. | $55.00 | $1,650.00 | 1
233 | 37022-201005 | 1330 | 1 | _Conduit, DB, 1, 1 inch | Ft | 30.000 | M & M Excavating Company | $55.00 | $1,650.00 | 2
233 | 37022-201005 | 1330 | 1 | _Conduit, DB, 1, 1 inch | Ft | 30.000 | Fessler & Bowman, Inc. | $57.75 | $1,732.50 | 3
233 | 37022-201005 | 1330 | 1 | _Conduit, DB, 1, 1 inch | Ft | 30.000 | Crawford Contracting, Inc. | $55.00 | $1,650.00 | 4
233 | 37022-201005 | 1335 | 1 | _Hh, Polymer Conc, Spec | Ea | 34.000 | Eng Est | $750.00 | $25,500.00 | 0
233 | 37022-201005 | 1335 | 1 | _Hh, Polymer Conc, Spec | Ea | 34.000 | Kamminga & Roodvoets, Inc. | $1,300.00 | $44,200.00 | 1
233 | 37022-201005 | 1335 | 1 | _Hh, Polymer Conc, Spec | Ea | 34.000 | M & M Excavating Company | $1,300.00 | $44,200.00 | 2
233 | 37022-201005 | 1335 | 1 | _Hh, Polymer Conc, Spec | Ea | 34.000 | Fessler & Bowman, Inc. | $1,365.00 | $46,410.00 | 3
233 | 37022-201005 | 1335 | 1 | _Hh, Polymer Conc, Spec | Ea | 34.000 | Crawford Contracting, Inc. | $1,300.00 | $44,200.00 | 4
233 | 37022-201005 | 1340 | 1 | _Manual Transfer Switch (D01 of 37022) | Ea | 1.000 | Eng Est | $45,000.00 | $45,000.00 | 0
233 | 37022-201005 | 1340 | 1 | _Manual Transfer Switch (D01 of 37022) | Ea | 1.000 | Kamminga & Roodvoets, Inc. | $25,070.00 | $25,070.00 | 1
233 | 37022-201005 | 1340 | 1 | _Manual Transfer Switch (D01 of 37022) | Ea | 1.000 | M & M Excavating Company | $15,000.00 | $15,000.00 | 2
233 | 37022-201005 | 1340 | 1 | _Manual Transfer Switch (D01 of 37022) | Ea | 1.000 | Fessler & Bowman, Inc. | $15,750.00 | $15,750.00 | 3
233 | 37022-201005 | 1340 | 1 | _Manual Transfer Switch (D01 of 37022) | Ea | 1.000 | Crawford Contracting, Inc. | $15,000.00 | $15,000.00 | 4
233 | 37022-201005 | 1345 | 1 | _Pump Station Equipment, Elec (D01 of 37022) | LSUM | 1.000 | Eng Est | $305,000.00 | $305,000.00 | 0
233 | 37022-201005 | 1345 | 1 | _Pump Station Equipment, Elec (D01 of 37022) | LSUM | 1.000 | Kamminga & Roodvoets, Inc. | $395,600.00 | $395,600.00 | 1
233 | 37022-201005 | 1345 | 1 | _Pump Station Equipment, Elec (D01 of 37022) | LSUM | 1.000 | M & M Excavating Company | $252,500.00 | $252,500.00 | 2
233 | 37022-201005 | 1345 | 1 | _Pump Station Equipment, Elec (D01 of 37022) | LSUM | 1.000 | Fessler & Bowman, Inc. | $265,125.00 | $265,125.00 | 3
233 | 37022-201005 | 1345 | 1 | _Pump Station Equipment, Elec (D01 of 37022) | LSUM | 1.000 | Crawford Contracting, Inc. | $252,500.00 | $252,500.00 | 4
233 | 37022-201005 | 1350 | 1 | _Light Std Arm, 6 foot, Install Salv, Union Township | Ea | 46.000 | Eng Est | $120.00 | $5,520.00 | 0
233 | 37022-201005 | 1350 | 1 | _Light Std Arm, 6 foot, Install Salv, Union Township | Ea | 46.000 | Kamminga & Roodvoets, Inc. | $250.00 | $11,500.00 | 1
233 | 37022-201005 | 1350 | 1 | _Light Std Arm, 6 foot, Install Salv, Union Township | Ea | 46.000 | M & M Excavating Company | $250.00 | $11,500.00 | 2
233 | 37022-201005 | 1350 | 1 | _Light Std Arm, 6 foot, Install Salv, Union Township | Ea | 46.000 | Fessler & Bowman, Inc. | $262.50 | $12,075.00 | 3
233 | 37022-201005 | 1350 | 1 | _Light Std Arm, 6 foot, Install Salv, Union Township | Ea | 46.000 | Crawford Contracting, Inc. | $250.00 | $11,500.00 | 4
233 | 37022-201005 | 1355 | 1 | _Light Std Arm, 6 foot, Rem and Salv, Union Township | Ea | 47.000 | Eng Est | $140.00 | $6,580.00 | 0
233 | 37022-201005 | 1355 | 1 | _Light Std Arm, 6 foot, Rem and Salv, Union Township | Ea | 47.000 | Kamminga & Roodvoets, Inc. | $250.00 | $11,750.00 | 1
233 | 37022-201005 | 1355 | 1 | _Light Std Arm, 6 foot, Rem and Salv, Union Township | Ea | 47.000 | M & M Excavating Company | $250.00 | $11,750.00 | 2
233 | 37022-201005 | 1355 | 1 | _Light Std Arm, 6 foot, Rem and Salv, Union Township | Ea | 47.000 | Fessler & Bowman, Inc. | $262.50 | $12,337.50 | 3
233 | 37022-201005 | 1355 | 1 | _Light Std Arm, 6 foot, Rem and Salv, Union Township | Ea | 47.000 | Crawford Contracting, Inc. | $250.00 | $11,750.00 | 4
233 | 37022-201005 | 1360 | 1 | _Light Std Arm, 6 foot, Union Township | Ea | 3.000 | Eng Est | $2,500.00 | $7,500.00 | 0
233 | 37022-201005 | 1360 | 1 | _Light Std Arm, 6 foot, Union Township | Ea | 3.000 | Kamminga & Roodvoets, Inc. | $1,150.00 | $3,450.00 | 1
233 | 37022-201005 | 1360 | 1 | _Light Std Arm, 6 foot, Union Township | Ea | 3.000 | M & M Excavating Company | $1,150.00 | $3,450.00 | 2
233 | 37022-201005 | 1360 | 1 | _Light Std Arm, 6 foot, Union Township | Ea | 3.000 | Fessler & Bowman, Inc. | $1,207.50 | $3,622.50 | 3
233 | 37022-201005 | 1360 | 1 | _Light Std Arm, 6 foot, Union Township | Ea | 3.000 | Crawford Contracting, Inc. | $1,150.00 | $3,450.00 | 4
233 | 37022-201005 | 1365 | 1 | _Light Std Fdn, Rem, Union Township | Ea | 27.000 | Eng Est | $600.00 | $16,200.00 | 0
233 | 37022-201005 | 1365 | 1 | _Light Std Fdn, Rem, Union Township | Ea | 27.000 | Kamminga & Roodvoets, Inc. | $250.00 | $6,750.00 | 1
233 | 37022-201005 | 1365 | 1 | _Light Std Fdn, Rem, Union Township | Ea | 27.000 | M & M Excavating Company | $250.00 | $6,750.00 | 2
233 | 37022-201005 | 1365 | 1 | _Light Std Fdn, Rem, Union Township | Ea | 27.000 | Fessler & Bowman, Inc. | $262.50 | $7,087.50 | 3
233 | 37022-201005 | 1365 | 1 | _Light Std Fdn, Rem, Union Township | Ea | 27.000 | Crawford Contracting, Inc. | $250.00 | $6,750.00 | 4
233 | 37022-201005 | 1370 | 1 | _Light Std Fdn, Union Township | Ea | 29.000 | Eng Est | $1,500.00 | $43,500.00 | 0
233 | 37022-201005 | 1370 | 1 | _Light Std Fdn, Union Township | Ea | 29.000 | Kamminga & Roodvoets, Inc. | $2,100.00 | $60,900.00 | 1
233 | 37022-201005 | 1370 | 1 | _Light Std Fdn, Union Township | Ea | 29.000 | M & M Excavating Company | $2,100.00 | $60,900.00 | 2
233 | 37022-201005 | 1370 | 1 | _Light Std Fdn, Union Township | Ea | 29.000 | Fessler & Bowman, Inc. | $2,205.00 | $63,945.00 | 3
233 | 37022-201005 | 1370 | 1 | _Light Std Fdn, Union Township | Ea | 29.000 | Crawford Contracting, Inc. | $2,100.00 | $60,900.00 | 4
233 | 37022-201005 | 1375 | 1 | _Light Std Shaft, 30 foot or less, Rem and Salv, Union Township | Ea | 47.000 | Eng Est | $500.00 | $23,500.00 | 0
233 | 37022-201005 | 1375 | 1 | _Light Std Shaft, 30 foot or less, Rem and Salv, Union Township | Ea | 47.000 | Kamminga & Roodvoets, Inc. | $375.00 | $17,625.00 | 1
233 | 37022-201005 | 1375 | 1 | _Light Std Shaft, 30 foot or less, Rem and Salv, Union Township | Ea | 47.000 | M & M Excavating Company | $375.00 | $17,625.00 | 2
233 | 37022-201005 | 1375 | 1 | _Light Std Shaft, 30 foot or less, Rem and Salv, Union Township | Ea | 47.000 | Fessler & Bowman, Inc. | $394.00 | $18,518.00 | 3
233 | 37022-201005 | 1375 | 1 | _Light Std Shaft, 30 foot or less, Rem and Salv, Union Township | Ea | 47.000 | Crawford Contracting, Inc. | $375.00 | $17,625.00 | 4
233 | 37022-201005 | 1380 | 1 | _Light Std Shaft, 30 foot or less, Union Township | Ea | 3.000 | Eng Est | $5,500.00 | $16,500.00 | 0
233 | 37022-201005 | 1380 | 1 | _Light Std Shaft, 30 foot or less, Union Township | Ea | 3.000 | Kamminga & Roodvoets, Inc. | $14,750.00 | $44,250.00 | 1
233 | 37022-201005 | 1380 | 1 | _Light Std Shaft, 30 foot or less, Union Township | Ea | 3.000 | M & M Excavating Company | $14,750.00 | $44,250.00 | 2
233 | 37022-201005 | 1380 | 1 | _Light Std Shaft, 30 foot or less, Union Township | Ea | 3.000 | Fessler & Bowman, Inc. | $15,489.00 | $46,467.00 | 3
233 | 37022-201005 | 1380 | 1 | _Light Std Shaft, 30 foot or less, Union Township | Ea | 3.000 | Crawford Contracting, Inc. | $14,750.00 | $44,250.00 | 4
233 | 37022-201005 | 1385 | 1 | _Light Std Shaft, Install Salv, Union Township | Ea | 46.000 | Eng Est | $500.00 | $23,000.00 | 0
233 | 37022-201005 | 1385 | 1 | _Light Std Shaft, Install Salv, Union Township | Ea | 46.000 | Kamminga & Roodvoets, Inc. | $725.00 | $33,350.00 | 1
233 | 37022-201005 | 1385 | 1 | _Light Std Shaft, Install Salv, Union Township | Ea | 46.000 | M & M Excavating Company | $725.00 | $33,350.00 | 2
233 | 37022-201005 | 1385 | 1 | _Light Std Shaft, Install Salv, Union Township | Ea | 46.000 | Fessler & Bowman, Inc. | $762.00 | $35,052.00 | 3
233 | 37022-201005 | 1385 | 1 | _Light Std Shaft, Install Salv, Union Township | Ea | 46.000 | Crawford Contracting, Inc. | $725.00 | $33,350.00 | 4
233 | 37022-201005 | 1390 | 1 | _Lighting Control Panel, Install | Ea | 1.000 | Eng Est | $5,000.00 | $5,000.00 | 0
233 | 37022-201005 | 1390 | 1 | _Lighting Control Panel, Install | Ea | 1.000 | Kamminga & Roodvoets, Inc. | $11,000.00 | $11,000.00 | 1
233 | 37022-201005 | 1390 | 1 | _Lighting Control Panel, Install | Ea | 1.000 | M & M Excavating Company | $11,000.00 | $11,000.00 | 2
233 | 37022-201005 | 1390 | 1 | _Lighting Control Panel, Install | Ea | 1.000 | Fessler & Bowman, Inc. | $11,550.00 | $11,550.00 | 3
233 | 37022-201005 | 1390 | 1 | _Lighting Control Panel, Install | Ea | 1.000 | Crawford Contracting, Inc. | $11,000.00 | $11,000.00 | 4
233 | 37022-201005 | 1395 | 1 | _Luminaire, Install Salv, Union Township | Ea | 36.000 | Eng Est | $200.00 | $7,200.00 | 0
233 | 37022-201005 | 1395 | 1 | _Luminaire, Install Salv, Union Township | Ea | 36.000 | Kamminga & Roodvoets, Inc. | $125.00 | $4,500.00 | 1
233 | 37022-201005 | 1395 | 1 | _Luminaire, Install Salv, Union Township | Ea | 36.000 | M & M Excavating Company | $125.00 | $4,500.00 | 2
233 | 37022-201005 | 1395 | 1 | _Luminaire, Install Salv, Union Township | Ea | 36.000 | Fessler & Bowman, Inc. | $131.25 | $4,725.00 | 3
233 | 37022-201005 | 1395 | 1 | _Luminaire, Install Salv, Union Township | Ea | 36.000 | Crawford Contracting, Inc. | $125.00 | $4,500.00 | 4
233 | 37022-201005 | 1400 | 1 | _Luminaire, Rem and Salv, Union Township | Ea | 47.000 | Eng Est | $350.00 | $16,450.00 | 0
233 | 37022-201005 | 1400 | 1 | _Luminaire, Rem and Salv, Union Township | Ea | 47.000 | Kamminga & Roodvoets, Inc. | $125.00 | $5,875.00 | 1
233 | 37022-201005 | 1400 | 1 | _Luminaire, Rem and Salv, Union Township | Ea | 47.000 | M & M Excavating Company | $125.00 | $5,875.00 | 2
233 | 37022-201005 | 1400 | 1 | _Luminaire, Rem and Salv, Union Township | Ea | 47.000 | Fessler & Bowman, Inc. | $131.25 | $6,168.75 | 3
233 | 37022-201005 | 1400 | 1 | _Luminaire, Rem and Salv, Union Township | Ea | 47.000 | Crawford Contracting, Inc. | $125.00 | $5,875.00 | 4
233 | 37022-201005 | 1405 | 1 | _Luminaire, Union Township | Ea | 3.000 | Eng Est | $2,500.00 | $7,500.00 | 0
233 | 37022-201005 | 1405 | 1 | _Luminaire, Union Township | Ea | 3.000 | Kamminga & Roodvoets, Inc. | $3,200.00 | $9,600.00 | 1
233 | 37022-201005 | 1405 | 1 | _Luminaire, Union Township | Ea | 3.000 | M & M Excavating Company | $3,200.00 | $9,600.00 | 2
233 | 37022-201005 | 1405 | 1 | _Luminaire, Union Township | Ea | 3.000 | Fessler & Bowman, Inc. | $3,360.00 | $10,080.00 | 3
233 | 37022-201005 | 1405 | 1 | _Luminaire, Union Township | Ea | 3.000 | Crawford Contracting, Inc. | $3,200.00 | $9,600.00 | 4
233 | 37022-201005 | 1410 | 1 | _Tower Light Assembly, Rehabilitation | Ea | 2.000 | Eng Est | $33,000.00 | $66,000.00 | 0
233 | 37022-201005 | 1410 | 1 | _Tower Light Assembly, Rehabilitation | Ea | 2.000 | Kamminga & Roodvoets, Inc. | $18,250.00 | $36,500.00 | 1
233 | 37022-201005 | 1410 | 1 | _Tower Light Assembly, Rehabilitation | Ea | 2.000 | M & M Excavating Company | $18,250.00 | $36,500.00 | 2
233 | 37022-201005 | 1410 | 1 | _Tower Light Assembly, Rehabilitation | Ea | 2.000 | Fessler & Bowman, Inc. | $19,163.00 | $38,326.00 | 3
233 | 37022-201005 | 1410 | 1 | _Tower Light Assembly, Rehabilitation | Ea | 2.000 | Crawford Contracting, Inc. | $18,250.00 | $36,500.00 | 4
233 | 37022-201005 | 1415 | 1 | _Utility, Elec | Dlr | 5,000.000 | Eng Est | $1.00 | $5,000.00 | 0
233 | 37022-201005 | 1415 | 1 | _Utility, Elec | Dlr | 5,000.000 | Kamminga & Roodvoets, Inc. | $1.00 | $5,000.00 | 1
233 | 37022-201005 | 1415 | 1 | _Utility, Elec | Dlr | 5,000.000 | M & M Excavating Company | $1.00 | $5,000.00 | 2
233 | 37022-201005 | 1415 | 1 | _Utility, Elec | Dlr | 5,000.000 | Fessler & Bowman, Inc. | $1.00 | $5,000.00 | 3
233 | 37022-201005 | 1415 | 1 | _Utility, Elec | Dlr | 5,000.000 | Crawford Contracting, Inc. | $1.00 | $5,000.00 | 4
233 | 37022-201005 | 1420 | 1 | Case Sign Panel | Ea | 1.000 | Eng Est | $209.81 | $209.81 | 0
233 | 37022-201005 | 1420 | 1 | Case Sign Panel | Ea | 1.000 | Kamminga & Roodvoets, Inc. | $225.00 | $225.00 | 1
233 | 37022-201005 | 1420 | 1 | Case Sign Panel | Ea | 1.000 | M & M Excavating Company | $225.00 | $225.00 | 2
233 | 37022-201005 | 1420 | 1 | Case Sign Panel | Ea | 1.000 | Fessler & Bowman, Inc. | $236.50 | $236.50 | 3
233 | 37022-201005 | 1420 | 1 | Case Sign Panel | Ea | 1.000 | Crawford Contracting, Inc. | $225.00 | $225.00 | 4
233 | 37022-201005 | 1425 | 1 | Case Sign Panel, Rem | Ea | 2.000 | Eng Est | $115.62 | $231.24 | 0
233 | 37022-201005 | 1425 | 1 | Case Sign Panel, Rem | Ea | 2.000 | Kamminga & Roodvoets, Inc. | $25.00 | $50.00 | 1
233 | 37022-201005 | 1425 | 1 | Case Sign Panel, Rem | Ea | 2.000 | M & M Excavating Company | $25.00 | $50.00 | 2
233 | 37022-201005 | 1425 | 1 | Case Sign Panel, Rem | Ea | 2.000 | Fessler & Bowman, Inc. | $26.25 | $52.50 | 3
233 | 37022-201005 | 1425 | 1 | Case Sign Panel, Rem | Ea | 2.000 | Crawford Contracting, Inc. | $25.00 | $50.00 | 4
233 | 37022-201005 | 1430 | 1 | Case Sign Panel, Salv | Ea | 1.000 | Eng Est | $173.04 | $173.04 | 0
233 | 37022-201005 | 1430 | 1 | Case Sign Panel, Salv | Ea | 1.000 | Kamminga & Roodvoets, Inc. | $125.00 | $125.00 | 1
233 | 37022-201005 | 1430 | 1 | Case Sign Panel, Salv | Ea | 1.000 | M & M Excavating Company | $125.00 | $125.00 | 2
233 | 37022-201005 | 1430 | 1 | Case Sign Panel, Salv | Ea | 1.000 | Fessler & Bowman, Inc. | $131.25 | $131.25 | 3
233 | 37022-201005 | 1430 | 1 | Case Sign Panel, Salv | Ea | 1.000 | Crawford Contracting, Inc. | $125.00 | $125.00 | 4
233 | 37022-201005 | 1435 | 1 | Case Sign, Rem | Ea | 1.000 | Eng Est | $127.10 | $127.10 | 0
233 | 37022-201005 | 1435 | 1 | Case Sign, Rem | Ea | 1.000 | Kamminga & Roodvoets, Inc. | $250.00 | $250.00 | 1
233 | 37022-201005 | 1435 | 1 | Case Sign, Rem | Ea | 1.000 | M & M Excavating Company | $250.00 | $250.00 | 2
233 | 37022-201005 | 1435 | 1 | Case Sign, Rem | Ea | 1.000 | Fessler & Bowman, Inc. | $262.50 | $262.50 | 3
233 | 37022-201005 | 1435 | 1 | Case Sign, Rem | Ea | 1.000 | Crawford Contracting, Inc. | $250.00 | $250.00 | 4
233 | 37022-201005 | 1440 | 1 | Case Sign (LED), One Way, 24 inch by 30 inch | Ea | 8.000 | Eng Est | $1,889.86 | $15,118.88 | 0
233 | 37022-201005 | 1440 | 1 | Case Sign (LED), One Way, 24 inch by 30 inch | Ea | 8.000 | Kamminga & Roodvoets, Inc. | $2,450.00 | $19,600.00 | 1
233 | 37022-201005 | 1440 | 1 | Case Sign (LED), One Way, 24 inch by 30 inch | Ea | 8.000 | M & M Excavating Company | $2,450.00 | $19,600.00 | 2
233 | 37022-201005 | 1440 | 1 | Case Sign (LED), One Way, 24 inch by 30 inch | Ea | 8.000 | Fessler & Bowman, Inc. | $2,573.00 | $20,584.00 | 3
233 | 37022-201005 | 1440 | 1 | Case Sign (LED), One Way, 24 inch by 30 inch | Ea | 8.000 | Crawford Contracting, Inc. | $2,450.00 | $19,600.00 | 4
233 | 37022-201005 | 1445 | 1 | Controller and Cabinet, Rem | Ea | 3.000 | Eng Est | $226.61 | $679.83 | 0
233 | 37022-201005 | 1445 | 1 | Controller and Cabinet, Rem | Ea | 3.000 | Kamminga & Roodvoets, Inc. | $250.00 | $750.00 | 1
233 | 37022-201005 | 1445 | 1 | Controller and Cabinet, Rem | Ea | 3.000 | M & M Excavating Company | $250.00 | $750.00 | 2
233 | 37022-201005 | 1445 | 1 | Controller and Cabinet, Rem | Ea | 3.000 | Fessler & Bowman, Inc. | $262.50 | $787.50 | 3
233 | 37022-201005 | 1445 | 1 | Controller and Cabinet, Rem | Ea | 3.000 | Crawford Contracting, Inc. | $250.00 | $750.00 | 4
233 | 37022-201005 | 1450 | 1 | Controller Fdn, Base Mtd | Ea | 3.000 | Eng Est | $2,279.12 | $6,837.36 | 0
233 | 37022-201005 | 1450 | 1 | Controller Fdn, Base Mtd | Ea | 3.000 | Kamminga & Roodvoets, Inc. | $3,150.00 | $9,450.00 | 1
233 | 37022-201005 | 1450 | 1 | Controller Fdn, Base Mtd | Ea | 3.000 | M & M Excavating Company | $3,150.00 | $9,450.00 | 2
233 | 37022-201005 | 1450 | 1 | Controller Fdn, Base Mtd | Ea | 3.000 | Fessler & Bowman, Inc. | $3,308.00 | $9,924.00 | 3
233 | 37022-201005 | 1450 | 1 | Controller Fdn, Base Mtd | Ea | 3.000 | Crawford Contracting, Inc. | $3,150.00 | $9,450.00 | 4
233 | 37022-201005 | 1455 | 1 | Controller Fdn, Rem | Ea | 3.000 | Eng Est | $390.84 | $1,172.52 | 0
233 | 37022-201005 | 1455 | 1 | Controller Fdn, Rem | Ea | 3.000 | Kamminga & Roodvoets, Inc. | $250.00 | $750.00 | 1
233 | 37022-201005 | 1455 | 1 | Controller Fdn, Rem | Ea | 3.000 | M & M Excavating Company | $250.00 | $750.00 | 2
233 | 37022-201005 | 1455 | 1 | Controller Fdn, Rem | Ea | 3.000 | Fessler & Bowman, Inc. | $262.50 | $787.50 | 3
233 | 37022-201005 | 1455 | 1 | Controller Fdn, Rem | Ea | 3.000 | Crawford Contracting, Inc. | $250.00 | $750.00 | 4
233 | 37022-201005 | 1460 | 1 | Global Positioning System Module, Rem | Ea | 2.000 | Eng Est | $96.50 | $193.00 | 0
233 | 37022-201005 | 1460 | 1 | Global Positioning System Module, Rem | Ea | 2.000 | Kamminga & Roodvoets, Inc. | $50.00 | $100.00 | 1
233 | 37022-201005 | 1460 | 1 | Global Positioning System Module, Rem | Ea | 2.000 | M & M Excavating Company | $50.00 | $100.00 | 2
233 | 37022-201005 | 1460 | 1 | Global Positioning System Module, Rem | Ea | 2.000 | Fessler & Bowman, Inc. | $52.50 | $105.00 | 3
233 | 37022-201005 | 1460 | 1 | Global Positioning System Module, Rem | Ea | 2.000 | Crawford Contracting, Inc. | $50.00 | $100.00 | 4
233 | 37022-201005 | 1465 | 1 | Fdn, Rem | Ea | 3.000 | Eng Est | $655.05 | $1,965.15 | 0
233 | 37022-201005 | 1465 | 1 | Fdn, Rem | Ea | 3.000 | Kamminga & Roodvoets, Inc. | $500.00 | $1,500.00 | 1
233 | 37022-201005 | 1465 | 1 | Fdn, Rem | Ea | 3.000 | M & M Excavating Company | $500.00 | $1,500.00 | 2
233 | 37022-201005 | 1465 | 1 | Fdn, Rem | Ea | 3.000 | Fessler & Bowman, Inc. | $525.00 | $1,575.00 | 3
233 | 37022-201005 | 1465 | 1 | Fdn, Rem | Ea | 3.000 | Crawford Contracting, Inc. | $500.00 | $1,500.00 | 4
233 | 37022-201005 | 1470 | 1 | TS, Managed Field Ethernet Switch, Layer 2, Copper | Ea | 2.000 | Eng Est | $1,390.22 | $2,780.44 | 0
233 | 37022-201005 | 1470 | 1 | TS, Managed Field Ethernet Switch, Layer 2, Copper | Ea | 2.000 | Kamminga & Roodvoets, Inc. | $1,600.00 | $3,200.00 | 1
233 | 37022-201005 | 1470 | 1 | TS, Managed Field Ethernet Switch, Layer 2, Copper | Ea | 2.000 | M & M Excavating Company | $1,600.00 | $3,200.00 | 2
233 | 37022-201005 | 1470 | 1 | TS, Managed Field Ethernet Switch, Layer 2, Copper | Ea | 2.000 | Fessler & Bowman, Inc. | $1,680.00 | $3,360.00 | 3
233 | 37022-201005 | 1470 | 1 | TS, Managed Field Ethernet Switch, Layer 2, Copper | Ea | 2.000 | Crawford Contracting, Inc. | $1,600.00 | $3,200.00 | 4
233 | 37022-201005 | 1475 | 1 | Pedestal, Alum | Ea | 26.000 | Eng Est | $800.00 | $20,800.00 | 0
233 | 37022-201005 | 1475 | 1 | Pedestal, Alum | Ea | 26.000 | Kamminga & Roodvoets, Inc. | $850.00 | $22,100.00 | 1
233 | 37022-201005 | 1475 | 1 | Pedestal, Alum | Ea | 26.000 | M & M Excavating Company | $850.00 | $22,100.00 | 2
233 | 37022-201005 | 1475 | 1 | Pedestal, Alum | Ea | 26.000 | Fessler & Bowman, Inc. | $893.00 | $23,218.00 | 3
233 | 37022-201005 | 1475 | 1 | Pedestal, Alum | Ea | 26.000 | Crawford Contracting, Inc. | $850.00 | $22,100.00 | 4
233 | 37022-201005 | 1480 | 1 | Pedestal, Alum, Salv | Ea | 2.000 | Eng Est | $310.27 | $620.54 | 0
233 | 37022-201005 | 1480 | 1 | Pedestal, Alum, Salv | Ea | 2.000 | Kamminga & Roodvoets, Inc. | $250.00 | $500.00 | 1
233 | 37022-201005 | 1480 | 1 | Pedestal, Alum, Salv | Ea | 2.000 | M & M Excavating Company | $250.00 | $500.00 | 2
233 | 37022-201005 | 1480 | 1 | Pedestal, Alum, Salv | Ea | 2.000 | Fessler & Bowman, Inc. | $262.50 | $525.00 | 3
233 | 37022-201005 | 1480 | 1 | Pedestal, Alum, Salv | Ea | 2.000 | Crawford Contracting, Inc. | $250.00 | $500.00 | 4
233 | 37022-201005 | 1485 | 1 | Pedestal, Fdn | Ea | 28.000 | Eng Est | $1,000.00 | $28,000.00 | 0
233 | 37022-201005 | 1485 | 1 | Pedestal, Fdn | Ea | 28.000 | Kamminga & Roodvoets, Inc. | $1,075.00 | $30,100.00 | 1
233 | 37022-201005 | 1485 | 1 | Pedestal, Fdn | Ea | 28.000 | M & M Excavating Company | $1,075.00 | $30,100.00 | 2
233 | 37022-201005 | 1485 | 1 | Pedestal, Fdn | Ea | 28.000 | Fessler & Bowman, Inc. | $1,129.00 | $31,612.00 | 3
233 | 37022-201005 | 1485 | 1 | Pedestal, Fdn | Ea | 28.000 | Crawford Contracting, Inc. | $1,075.00 | $30,100.00 | 4
233 | 37022-201005 | 1490 | 1 | Pedestal Fdn, Rem | Ea | 10.000 | Eng Est | $198.54 | $1,985.40 | 0
233 | 37022-201005 | 1490 | 1 | Pedestal Fdn, Rem | Ea | 10.000 | Kamminga & Roodvoets, Inc. | $125.00 | $1,250.00 | 1
233 | 37022-201005 | 1490 | 1 | Pedestal Fdn, Rem | Ea | 10.000 | M & M Excavating Company | $125.00 | $1,250.00 | 2
233 | 37022-201005 | 1490 | 1 | Pedestal Fdn, Rem | Ea | 10.000 | Fessler & Bowman, Inc. | $131.25 | $1,312.50 | 3
233 | 37022-201005 | 1490 | 1 | Pedestal Fdn, Rem | Ea | 10.000 | Crawford Contracting, Inc. | $125.00 | $1,250.00 | 4
233 | 37022-201005 | 1495 | 1 | Pedestal, Rem | Ea | 10.000 | Eng Est | $105.35 | $1,053.50 | 0
233 | 37022-201005 | 1495 | 1 | Pedestal, Rem | Ea | 10.000 | Kamminga & Roodvoets, Inc. | $125.00 | $1,250.00 | 1
233 | 37022-201005 | 1495 | 1 | Pedestal, Rem | Ea | 10.000 | M & M Excavating Company | $125.00 | $1,250.00 | 2
233 | 37022-201005 | 1495 | 1 | Pedestal, Rem | Ea | 10.000 | Fessler & Bowman, Inc. | $131.25 | $1,312.50 | 3
233 | 37022-201005 | 1495 | 1 | Pedestal, Rem | Ea | 10.000 | Crawford Contracting, Inc. | $125.00 | $1,250.00 | 4
233 | 37022-201005 | 1500 | 1 | Power Co. (Est. Cost to Contractor) | Dlr | 500.000 | Eng Est | $1.00 | $500.00 | 0
233 | 37022-201005 | 1500 | 1 | Power Co. (Est. Cost to Contractor) | Dlr | 500.000 | Kamminga & Roodvoets, Inc. | $1.00 | $500.00 | 1
233 | 37022-201005 | 1500 | 1 | Power Co. (Est. Cost to Contractor) | Dlr | 500.000 | M & M Excavating Company | $1.00 | $500.00 | 2
233 | 37022-201005 | 1500 | 1 | Power Co. (Est. Cost to Contractor) | Dlr | 500.000 | Fessler & Bowman, Inc. | $1.00 | $500.00 | 3
233 | 37022-201005 | 1500 | 1 | Power Co. (Est. Cost to Contractor) | Dlr | 500.000 | Crawford Contracting, Inc. | $1.00 | $500.00 | 4
233 | 37022-201005 | 1505 | 1 | Pushbutton and Sign | Ea | 27.000 | Eng Est | $650.00 | $17,550.00 | 0
233 | 37022-201005 | 1505 | 1 | Pushbutton and Sign | Ea | 27.000 | Kamminga & Roodvoets, Inc. | $975.00 | $26,325.00 | 1
233 | 37022-201005 | 1505 | 1 | Pushbutton and Sign | Ea | 27.000 | M & M Excavating Company | $975.00 | $26,325.00 | 2
233 | 37022-201005 | 1505 | 1 | Pushbutton and Sign | Ea | 27.000 | Fessler & Bowman, Inc. | $1,024.00 | $27,648.00 | 3
233 | 37022-201005 | 1505 | 1 | Pushbutton and Sign | Ea | 27.000 | Crawford Contracting, Inc. | $975.00 | $26,325.00 | 4
233 | 37022-201005 | 1510 | 1 | Pushbutton, Rem | Ea | 13.000 | Eng Est | $71.55 | $930.15 | 0
233 | 37022-201005 | 1510 | 1 | Pushbutton, Rem | Ea | 13.000 | Kamminga & Roodvoets, Inc. | $50.00 | $650.00 | 1
233 | 37022-201005 | 1510 | 1 | Pushbutton, Rem | Ea | 13.000 | M & M Excavating Company | $50.00 | $650.00 | 2
233 | 37022-201005 | 1510 | 1 | Pushbutton, Rem | Ea | 13.000 | Fessler & Bowman, Inc. | $52.50 | $682.50 | 3
233 | 37022-201005 | 1510 | 1 | Pushbutton, Rem | Ea | 13.000 | Crawford Contracting, Inc. | $50.00 | $650.00 | 4
233 | 37022-201005 | 1515 | 1 | Pushbutton and Sign, Salv | Ea | 2.000 | Eng Est | $349.13 | $698.26 | 0
233 | 37022-201005 | 1515 | 1 | Pushbutton and Sign, Salv | Ea | 2.000 | Kamminga & Roodvoets, Inc. | $625.00 | $1,250.00 | 1
233 | 37022-201005 | 1515 | 1 | Pushbutton and Sign, Salv | Ea | 2.000 | M & M Excavating Company | $625.00 | $1,250.00 | 2
233 | 37022-201005 | 1515 | 1 | Pushbutton and Sign, Salv | Ea | 2.000 | Fessler & Bowman, Inc. | $656.25 | $1,312.50 | 3
233 | 37022-201005 | 1515 | 1 | Pushbutton and Sign, Salv | Ea | 2.000 | Crawford Contracting, Inc. | $625.00 | $1,250.00 | 4
233 | 37022-201005 | 1520 | 1 | Span Wire | Ea | 14.000 | Eng Est | $1,000.00 | $14,000.00 | 0
233 | 37022-201005 | 1520 | 1 | Span Wire | Ea | 14.000 | Kamminga & Roodvoets, Inc. | $1,350.00 | $18,900.00 | 1
233 | 37022-201005 | 1520 | 1 | Span Wire | Ea | 14.000 | M & M Excavating Company | $1,350.00 | $18,900.00 | 2
233 | 37022-201005 | 1520 | 1 | Span Wire | Ea | 14.000 | Fessler & Bowman, Inc. | $1,418.00 | $19,852.00 | 3
233 | 37022-201005 | 1520 | 1 | Span Wire | Ea | 14.000 | Crawford Contracting, Inc. | $1,350.00 | $18,900.00 | 4
233 | 37022-201005 | 1525 | 1 | Span Wire, Rem | Ea | 8.000 | Eng Est | $190.68 | $1,525.44 | 0
233 | 37022-201005 | 1525 | 1 | Span Wire, Rem | Ea | 8.000 | Kamminga & Roodvoets, Inc. | $250.00 | $2,000.00 | 1
233 | 37022-201005 | 1525 | 1 | Span Wire, Rem | Ea | 8.000 | M & M Excavating Company | $250.00 | $2,000.00 | 2
233 | 37022-201005 | 1525 | 1 | Span Wire, Rem | Ea | 8.000 | Fessler & Bowman, Inc. | $262.50 | $2,100.00 | 3
233 | 37022-201005 | 1525 | 1 | Span Wire, Rem | Ea | 8.000 | Crawford Contracting, Inc. | $250.00 | $2,000.00 | 4
233 | 37022-201005 | 1530 | 1 | Steel Pole, Rem | Ea | 3.000 | Eng Est | $316.39 | $949.17 | 0
233 | 37022-201005 | 1530 | 1 | Steel Pole, Rem | Ea | 3.000 | Kamminga & Roodvoets, Inc. | $250.00 | $750.00 | 1
233 | 37022-201005 | 1530 | 1 | Steel Pole, Rem | Ea | 3.000 | M & M Excavating Company | $250.00 | $750.00 | 2
233 | 37022-201005 | 1530 | 1 | Steel Pole, Rem | Ea | 3.000 | Fessler & Bowman, Inc. | $262.50 | $787.50 | 3
233 | 37022-201005 | 1530 | 1 | Steel Pole, Rem | Ea | 3.000 | Crawford Contracting, Inc. | $250.00 | $750.00 | 4
233 | 37022-201005 | 1535 | 1 | TS, 4th Level Arrow, Rem | Ea | 3.000 | Eng Est | $97.17 | $291.51 | 0
233 | 37022-201005 | 1535 | 1 | TS, 4th Level Arrow, Rem | Ea | 3.000 | Kamminga & Roodvoets, Inc. | $50.00 | $150.00 | 1
233 | 37022-201005 | 1535 | 1 | TS, 4th Level Arrow, Rem | Ea | 3.000 | M & M Excavating Company | $50.00 | $150.00 | 2
233 | 37022-201005 | 1535 | 1 | TS, 4th Level Arrow, Rem | Ea | 3.000 | Fessler & Bowman, Inc. | $52.50 | $157.50 | 3
233 | 37022-201005 | 1535 | 1 | TS, 4th Level Arrow, Rem | Ea | 3.000 | Crawford Contracting, Inc. | $50.00 | $150.00 | 4
233 | 37022-201005 | 1540 | 1 | TS, Pedestal Mtd, Rem | Ea | 2.000 | Eng Est | $103.62 | $207.24 | 0
233 | 37022-201005 | 1540 | 1 | TS, Pedestal Mtd, Rem | Ea | 2.000 | Kamminga & Roodvoets, Inc. | $175.00 | $350.00 | 1
233 | 37022-201005 | 1540 | 1 | TS, Pedestal Mtd, Rem | Ea | 2.000 | M & M Excavating Company | $175.00 | $350.00 | 2
233 | 37022-201005 | 1540 | 1 | TS, Pedestal Mtd, Rem | Ea | 2.000 | Fessler & Bowman, Inc. | $183.75 | $367.50 | 3
233 | 37022-201005 | 1540 | 1 | TS, Pedestal Mtd, Rem | Ea | 2.000 | Crawford Contracting, Inc. | $175.00 | $350.00 | 4
233 | 37022-201005 | 1545 | 1 | TS, Pedestrian, Bracket Arm Mtd, Rem | Ea | 7.000 | Eng Est | $101.39 | $709.73 | 0
233 | 37022-201005 | 1545 | 1 | TS, Pedestrian, Bracket Arm Mtd, Rem | Ea | 7.000 | Kamminga & Roodvoets, Inc. | $175.00 | $1,225.00 | 1
233 | 37022-201005 | 1545 | 1 | TS, Pedestrian, Bracket Arm Mtd, Rem | Ea | 7.000 | M & M Excavating Company | $175.00 | $1,225.00 | 2
233 | 37022-201005 | 1545 | 1 | TS, Pedestrian, Bracket Arm Mtd, Rem | Ea | 7.000 | Fessler & Bowman, Inc. | $183.75 | $1,286.25 | 3
233 | 37022-201005 | 1545 | 1 | TS, Pedestrian, Bracket Arm Mtd, Rem | Ea | 7.000 | Crawford Contracting, Inc. | $175.00 | $1,225.00 | 4
233 | 37022-201005 | 1550 | 1 | TS, Pedestrian, Pedestal Mtd, Rem | Ea | 7.000 | Eng Est | $99.59 | $697.13 | 0
233 | 37022-201005 | 1550 | 1 | TS, Pedestrian, Pedestal Mtd, Rem | Ea | 7.000 | Kamminga & Roodvoets, Inc. | $175.00 | $1,225.00 | 1
233 | 37022-201005 | 1550 | 1 | TS, Pedestrian, Pedestal Mtd, Rem | Ea | 7.000 | M & M Excavating Company | $175.00 | $1,225.00 | 2
233 | 37022-201005 | 1550 | 1 | TS, Pedestrian, Pedestal Mtd, Rem | Ea | 7.000 | Fessler & Bowman, Inc. | $183.75 | $1,286.25 | 3
233 | 37022-201005 | 1550 | 1 | TS, Pedestrian, Pedestal Mtd, Rem | Ea | 7.000 | Crawford Contracting, Inc. | $175.00 | $1,225.00 | 4
233 | 37022-201005 | 1555 | 1 | TS, Span Wire Mtd, Rem | Ea | 26.000 | Eng Est | $102.26 | $2,658.76 | 0
233 | 37022-201005 | 1555 | 1 | TS, Span Wire Mtd, Rem | Ea | 26.000 | Kamminga & Roodvoets, Inc. | $175.00 | $4,550.00 | 1
233 | 37022-201005 | 1555 | 1 | TS, Span Wire Mtd, Rem | Ea | 26.000 | M & M Excavating Company | $175.00 | $4,550.00 | 2
233 | 37022-201005 | 1555 | 1 | TS, Span Wire Mtd, Rem | Ea | 26.000 | Fessler & Bowman, Inc. | $183.75 | $4,777.50 | 3
233 | 37022-201005 | 1555 | 1 | TS, Span Wire Mtd, Rem | Ea | 26.000 | Crawford Contracting, Inc. | $175.00 | $4,550.00 | 4
233 | 37022-201005 | 1560 | 1 | Cabinet, Rem | Ea | 2.000 | Eng Est | $297.63 | $595.26 | 0
233 | 37022-201005 | 1560 | 1 | Cabinet, Rem | Ea | 2.000 | Kamminga & Roodvoets, Inc. | $500.00 | $1,000.00 | 1
233 | 37022-201005 | 1560 | 1 | Cabinet, Rem | Ea | 2.000 | M & M Excavating Company | $500.00 | $1,000.00 | 2
233 | 37022-201005 | 1560 | 1 | Cabinet, Rem | Ea | 2.000 | Fessler & Bowman, Inc. | $525.00 | $1,050.00 | 3
233 | 37022-201005 | 1560 | 1 | Cabinet, Rem | Ea | 2.000 | Crawford Contracting, Inc. | $500.00 | $1,000.00 | 4
233 | 37022-201005 | 1565 | 1 | Cabinet, NEMA Type | Ea | 3.000 | Eng Est | $21,500.00 | $64,500.00 | 0
233 | 37022-201005 | 1565 | 1 | Cabinet, NEMA Type | Ea | 3.000 | Kamminga & Roodvoets, Inc. | $22,500.00 | $67,500.00 | 1
233 | 37022-201005 | 1565 | 1 | Cabinet, NEMA Type | Ea | 3.000 | M & M Excavating Company | $22,500.00 | $67,500.00 | 2
233 | 37022-201005 | 1565 | 1 | Cabinet, NEMA Type | Ea | 3.000 | Fessler & Bowman, Inc. | $23,625.00 | $70,875.00 | 3
233 | 37022-201005 | 1565 | 1 | Cabinet, NEMA Type | Ea | 3.000 | Crawford Contracting, Inc. | $22,500.00 | $67,500.00 | 4
233 | 37022-201005 | 1570 | 1 | TS, One Way Span Wire Mtd, Salv | Ea | 7.000 | Eng Est | $585.29 | $4,097.03 | 0
233 | 37022-201005 | 1570 | 1 | TS, One Way Span Wire Mtd, Salv | Ea | 7.000 | Kamminga & Roodvoets, Inc. | $800.00 | $5,600.00 | 1
233 | 37022-201005 | 1570 | 1 | TS, One Way Span Wire Mtd, Salv | Ea | 7.000 | M & M Excavating Company | $800.00 | $5,600.00 | 2
233 | 37022-201005 | 1570 | 1 | TS, One Way Span Wire Mtd, Salv | Ea | 7.000 | Fessler & Bowman, Inc. | $840.00 | $5,880.00 | 3
233 | 37022-201005 | 1570 | 1 | TS, One Way Span Wire Mtd, Salv | Ea | 7.000 | Crawford Contracting, Inc. | $800.00 | $5,600.00 | 4
233 | 37022-201005 | 1575 | 1 | TS, 4th Level, LTGA | Ea | 4.000 | Eng Est | $500.00 | $2,000.00 | 0
233 | 37022-201005 | 1575 | 1 | TS, 4th Level, LTGA | Ea | 4.000 | Kamminga & Roodvoets, Inc. | $950.00 | $3,800.00 | 1
233 | 37022-201005 | 1575 | 1 | TS, 4th Level, LTGA | Ea | 4.000 | M & M Excavating Company | $950.00 | $3,800.00 | 2
233 | 37022-201005 | 1575 | 1 | TS, 4th Level, LTGA | Ea | 4.000 | Fessler & Bowman, Inc. | $997.50 | $3,990.00 | 3
233 | 37022-201005 | 1575 | 1 | TS, 4th Level, LTGA | Ea | 4.000 | Crawford Contracting, Inc. | $950.00 | $3,800.00 | 4
233 | 37022-201005 | 1580 | 1 | TS, 4th Level, LTGA, Salv | Ea | 2.000 | Eng Est | $200.00 | $400.00 | 0
233 | 37022-201005 | 1580 | 1 | TS, 4th Level, LTGA, Salv | Ea | 2.000 | Kamminga & Roodvoets, Inc. | $800.00 | $1,600.00 | 1
233 | 37022-201005 | 1580 | 1 | TS, 4th Level, LTGA, Salv | Ea | 2.000 | M & M Excavating Company | $800.00 | $1,600.00 | 2
233 | 37022-201005 | 1580 | 1 | TS, 4th Level, LTGA, Salv | Ea | 2.000 | Fessler & Bowman, Inc. | $840.00 | $1,680.00 | 3
233 | 37022-201005 | 1580 | 1 | TS, 4th Level, LTGA, Salv | Ea | 2.000 | Crawford Contracting, Inc. | $800.00 | $1,600.00 | 4
233 | 37022-201005 | 1585 | 1 | TS, Pedestrian, One Way Pedestal Mtd, Salv | Ea | 2.000 | Eng Est | $659.09 | $1,318.18 | 0
233 | 37022-201005 | 1585 | 1 | TS, Pedestrian, One Way Pedestal Mtd, Salv | Ea | 2.000 | Kamminga & Roodvoets, Inc. | $800.00 | $1,600.00 | 1
233 | 37022-201005 | 1585 | 1 | TS, Pedestrian, One Way Pedestal Mtd, Salv | Ea | 2.000 | M & M Excavating Company | $800.00 | $1,600.00 | 2
233 | 37022-201005 | 1585 | 1 | TS, Pedestrian, One Way Pedestal Mtd, Salv | Ea | 2.000 | Fessler & Bowman, Inc. | $840.00 | $1,680.00 | 3
233 | 37022-201005 | 1585 | 1 | TS, Pedestrian, One Way Pedestal Mtd, Salv | Ea | 2.000 | Crawford Contracting, Inc. | $800.00 | $1,600.00 | 4
233 | 37022-201005 | 1590 | 1 | TS, One Way Span Wire Mtd (LED) | Ea | 28.000 | Eng Est | $971.31 | $27,196.68 | 0
233 | 37022-201005 | 1590 | 1 | TS, One Way Span Wire Mtd (LED) | Ea | 28.000 | Kamminga & Roodvoets, Inc. | $1,350.00 | $37,800.00 | 1
233 | 37022-201005 | 1590 | 1 | TS, One Way Span Wire Mtd (LED) | Ea | 28.000 | M & M Excavating Company | $1,350.00 | $37,800.00 | 2
233 | 37022-201005 | 1590 | 1 | TS, One Way Span Wire Mtd (LED) | Ea | 28.000 | Fessler & Bowman, Inc. | $1,418.00 | $39,704.00 | 3
233 | 37022-201005 | 1590 | 1 | TS, One Way Span Wire Mtd (LED) | Ea | 28.000 | Crawford Contracting, Inc. | $1,350.00 | $37,800.00 | 4
233 | 37022-201005 | 1595 | 1 | TS, One Way Span Wire Mtd, FYA (LED) | Ea | 4.000 | Eng Est | $1,149.86 | $4,599.44 | 0
233 | 37022-201005 | 1595 | 1 | TS, One Way Span Wire Mtd, FYA (LED) | Ea | 4.000 | Kamminga & Roodvoets, Inc. | $1,475.00 | $5,900.00 | 1
233 | 37022-201005 | 1595 | 1 | TS, One Way Span Wire Mtd, FYA (LED) | Ea | 4.000 | M & M Excavating Company | $1,475.00 | $5,900.00 | 2
233 | 37022-201005 | 1595 | 1 | TS, One Way Span Wire Mtd, FYA (LED) | Ea | 4.000 | Fessler & Bowman, Inc. | $1,549.00 | $6,196.00 | 3
233 | 37022-201005 | 1595 | 1 | TS, One Way Span Wire Mtd, FYA (LED) | Ea | 4.000 | Crawford Contracting, Inc. | $1,475.00 | $5,900.00 | 4
233 | 37022-201005 | 1600 | 1 | TS, One Way Span Wire Mtd, LTGA (LED) | Ea | 2.000 | Eng Est | $500.00 | $1,000.00 | 0
233 | 37022-201005 | 1600 | 1 | TS, One Way Span Wire Mtd, LTGA (LED) | Ea | 2.000 | Kamminga & Roodvoets, Inc. | $975.00 | $1,950.00 | 1
233 | 37022-201005 | 1600 | 1 | TS, One Way Span Wire Mtd, LTGA (LED) | Ea | 2.000 | M & M Excavating Company | $975.00 | $1,950.00 | 2
233 | 37022-201005 | 1600 | 1 | TS, One Way Span Wire Mtd, LTGA (LED) | Ea | 2.000 | Fessler & Bowman, Inc. | $1,024.00 | $2,048.00 | 3
233 | 37022-201005 | 1600 | 1 | TS, One Way Span Wire Mtd, LTGA (LED) | Ea | 2.000 | Crawford Contracting, Inc. | $975.00 | $1,950.00 | 4
233 | 37022-201005 | 1605 | 1 | TS, One Way Bracket Arm Mtd (LED) | Ea | 2.000 | Eng Est | $1,117.91 | $2,235.82 | 0
233 | 37022-201005 | 1605 | 1 | TS, One Way Bracket Arm Mtd (LED) | Ea | 2.000 | Kamminga & Roodvoets, Inc. | $1,450.00 | $2,900.00 | 1
233 | 37022-201005 | 1605 | 1 | TS, One Way Bracket Arm Mtd (LED) | Ea | 2.000 | M & M Excavating Company | $1,450.00 | $2,900.00 | 2
233 | 37022-201005 | 1605 | 1 | TS, One Way Bracket Arm Mtd (LED) | Ea | 2.000 | Fessler & Bowman, Inc. | $1,523.00 | $3,046.00 | 3
233 | 37022-201005 | 1605 | 1 | TS, One Way Bracket Arm Mtd (LED) | Ea | 2.000 | Crawford Contracting, Inc. | $1,450.00 | $2,900.00 | 4
233 | 37022-201005 | 1610 | 1 | TS, Pedestrian, One Way Bracket Arm Mtd (LED) Countdown | Ea | 2.000 | Eng Est | $1,085.53 | $2,171.06 | 0
233 | 37022-201005 | 1610 | 1 | TS, Pedestrian, One Way Bracket Arm Mtd (LED) Countdown | Ea | 2.000 | Kamminga & Roodvoets, Inc. | $1,475.00 | $2,950.00 | 1
233 | 37022-201005 | 1610 | 1 | TS, Pedestrian, One Way Bracket Arm Mtd (LED) Countdown | Ea | 2.000 | M & M Excavating Company | $1,475.00 | $2,950.00 | 2
233 | 37022-201005 | 1610 | 1 | TS, Pedestrian, One Way Bracket Arm Mtd (LED) Countdown | Ea | 2.000 | Fessler & Bowman, Inc. | $1,549.00 | $3,098.00 | 3
233 | 37022-201005 | 1610 | 1 | TS, Pedestrian, One Way Bracket Arm Mtd (LED) Countdown | Ea | 2.000 | Crawford Contracting, Inc. | $1,475.00 | $2,950.00 | 4
233 | 37022-201005 | 1615 | 1 | TS, Pedestrian, Two Way Bracket Arm Mtd (LED) Countdown | Ea | 7.000 | Eng Est | $1,503.53 | $10,524.71 | 0
233 | 37022-201005 | 1615 | 1 | TS, Pedestrian, Two Way Bracket Arm Mtd (LED) Countdown | Ea | 7.000 | Kamminga & Roodvoets, Inc. | $1,850.00 | $12,950.00 | 1
233 | 37022-201005 | 1615 | 1 | TS, Pedestrian, Two Way Bracket Arm Mtd (LED) Countdown | Ea | 7.000 | M & M Excavating Company | $1,850.00 | $12,950.00 | 2
233 | 37022-201005 | 1615 | 1 | TS, Pedestrian, Two Way Bracket Arm Mtd (LED) Countdown | Ea | 7.000 | Fessler & Bowman, Inc. | $1,943.00 | $13,601.00 | 3
233 | 37022-201005 | 1615 | 1 | TS, Pedestrian, Two Way Bracket Arm Mtd (LED) Countdown | Ea | 7.000 | Crawford Contracting, Inc. | $1,850.00 | $12,950.00 | 4
233 | 37022-201005 | 1620 | 1 | TS, Pedestrian, One Way Pedestal Mtd (LED) Countdown | Ea | 9.000 | Eng Est | $1,053.54 | $9,481.86 | 0
233 | 37022-201005 | 1620 | 1 | TS, Pedestrian, One Way Pedestal Mtd (LED) Countdown | Ea | 9.000 | Kamminga & Roodvoets, Inc. | $1,500.00 | $13,500.00 | 1
233 | 37022-201005 | 1620 | 1 | TS, Pedestrian, One Way Pedestal Mtd (LED) Countdown | Ea | 9.000 | M & M Excavating Company | $1,500.00 | $13,500.00 | 2
233 | 37022-201005 | 1620 | 1 | TS, Pedestrian, One Way Pedestal Mtd (LED) Countdown | Ea | 9.000 | Fessler & Bowman, Inc. | $1,575.00 | $14,175.00 | 3
233 | 37022-201005 | 1620 | 1 | TS, Pedestrian, One Way Pedestal Mtd (LED) Countdown | Ea | 9.000 | Crawford Contracting, Inc. | $1,500.00 | $13,500.00 | 4
233 | 37022-201005 | 1625 | 1 | Bracket, Truss, with 6 foot Arm | Ea | 2.000 | Eng Est | $832.34 | $1,664.68 | 0
233 | 37022-201005 | 1625 | 1 | Bracket, Truss, with 6 foot Arm | Ea | 2.000 | Kamminga & Roodvoets, Inc. | $1,200.00 | $2,400.00 | 1
233 | 37022-201005 | 1625 | 1 | Bracket, Truss, with 6 foot Arm | Ea | 2.000 | M & M Excavating Company | $1,200.00 | $2,400.00 | 2
233 | 37022-201005 | 1625 | 1 | Bracket, Truss, with 6 foot Arm | Ea | 2.000 | Fessler & Bowman, Inc. | $1,260.00 | $2,520.00 | 3
233 | 37022-201005 | 1625 | 1 | Bracket, Truss, with 6 foot Arm | Ea | 2.000 | Crawford Contracting, Inc. | $1,200.00 | $2,400.00 | 4
233 | 37022-201005 | 1630 | 1 | Bracket, Truss, with 18 foot Arm | Ea | 2.000 | Eng Est | $1,400.00 | $2,800.00 | 0
233 | 37022-201005 | 1630 | 1 | Bracket, Truss, with 18 foot Arm | Ea | 2.000 | Kamminga & Roodvoets, Inc. | $2,100.00 | $4,200.00 | 1
233 | 37022-201005 | 1630 | 1 | Bracket, Truss, with 18 foot Arm | Ea | 2.000 | M & M Excavating Company | $2,100.00 | $4,200.00 | 2
233 | 37022-201005 | 1630 | 1 | Bracket, Truss, with 18 foot Arm | Ea | 2.000 | Fessler & Bowman, Inc. | $2,205.00 | $4,410.00 | 3
233 | 37022-201005 | 1630 | 1 | Bracket, Truss, with 18 foot Arm | Ea | 2.000 | Crawford Contracting, Inc. | $2,100.00 | $4,200.00 | 4
233 | 37022-201005 | 1635 | 1 | Wireless Vehicle Detection System, Rem | Ea | 3.000 | Eng Est | $202.39 | $607.17 | 0
233 | 37022-201005 | 1635 | 1 | Wireless Vehicle Detection System, Rem | Ea | 3.000 | Kamminga & Roodvoets, Inc. | $250.00 | $750.00 | 1
233 | 37022-201005 | 1635 | 1 | Wireless Vehicle Detection System, Rem | Ea | 3.000 | M & M Excavating Company | $250.00 | $750.00 | 2
233 | 37022-201005 | 1635 | 1 | Wireless Vehicle Detection System, Rem | Ea | 3.000 | Fessler & Bowman, Inc. | $262.50 | $787.50 | 3
233 | 37022-201005 | 1635 | 1 | Wireless Vehicle Detection System, Rem | Ea | 3.000 | Crawford Contracting, Inc. | $250.00 | $750.00 | 4
233 | 37022-201005 | 1640 | 1 | Wireless Vehicle Sensor Node, Rem | Ea | 27.000 | Eng Est | $97.55 | $2,633.85 | 0
233 | 37022-201005 | 1640 | 1 | Wireless Vehicle Sensor Node, Rem | Ea | 27.000 | Kamminga & Roodvoets, Inc. | $75.00 | $2,025.00 | 1
233 | 37022-201005 | 1640 | 1 | Wireless Vehicle Sensor Node, Rem | Ea | 27.000 | M & M Excavating Company | $75.00 | $2,025.00 | 2
233 | 37022-201005 | 1640 | 1 | Wireless Vehicle Sensor Node, Rem | Ea | 27.000 | Fessler & Bowman, Inc. | $78.75 | $2,126.25 | 3
233 | 37022-201005 | 1640 | 1 | Wireless Vehicle Sensor Node, Rem | Ea | 27.000 | Crawford Contracting, Inc. | $75.00 | $2,025.00 | 4
233 | 37022-201005 | 1645 | 1 | Case Sign, Non-Illuminated, Rem | Ea | 6.000 | Eng Est | $233.00 | $1,398.00 | 0
233 | 37022-201005 | 1645 | 1 | Case Sign, Non-Illuminated, Rem | Ea | 6.000 | Kamminga & Roodvoets, Inc. | $250.00 | $1,500.00 | 1
233 | 37022-201005 | 1645 | 1 | Case Sign, Non-Illuminated, Rem | Ea | 6.000 | M & M Excavating Company | $250.00 | $1,500.00 | 2
233 | 37022-201005 | 1645 | 1 | Case Sign, Non-Illuminated, Rem | Ea | 6.000 | Fessler & Bowman, Inc. | $262.50 | $1,575.00 | 3
233 | 37022-201005 | 1645 | 1 | Case Sign, Non-Illuminated, Rem | Ea | 6.000 | Crawford Contracting, Inc. | $250.00 | $1,500.00 | 4
233 | 37022-201005 | 1650 | 1 | TS Head, Adj | Ea | 114.000 | Eng Est | $295.35 | $33,669.90 | 0
233 | 37022-201005 | 1650 | 1 | TS Head, Adj | Ea | 114.000 | Kamminga & Roodvoets, Inc. | $675.00 | $76,950.00 | 1
233 | 37022-201005 | 1650 | 1 | TS Head, Adj | Ea | 114.000 | M & M Excavating Company | $675.00 | $76,950.00 | 2
233 | 37022-201005 | 1650 | 1 | TS Head, Adj | Ea | 114.000 | Fessler & Bowman, Inc. | $708.75 | $80,797.50 | 3
233 | 37022-201005 | 1650 | 1 | TS Head, Adj | Ea | 114.000 | Crawford Contracting, Inc. | $675.00 | $76,950.00 | 4
233 | 37022-201005 | 1655 | 1 | TS Head, Temp | Ea | 13.000 | Eng Est | $858.69 | $11,162.97 | 0
233 | 37022-201005 | 1655 | 1 | TS Head, Temp | Ea | 13.000 | Kamminga & Roodvoets, Inc. | $1,675.00 | $21,775.00 | 1
233 | 37022-201005 | 1655 | 1 | TS Head, Temp | Ea | 13.000 | M & M Excavating Company | $1,675.00 | $21,775.00 | 2
233 | 37022-201005 | 1655 | 1 | TS Head, Temp | Ea | 13.000 | Fessler & Bowman, Inc. | $1,759.00 | $22,867.00 | 3
233 | 37022-201005 | 1655 | 1 | TS Head, Temp | Ea | 13.000 | Crawford Contracting, Inc. | $1,675.00 | $21,775.00 | 4
233 | 37022-201005 | 1660 | 1 | TS Face, Bag | Ea | 75.000 | Eng Est | $129.62 | $9,721.50 | 0
233 | 37022-201005 | 1660 | 1 | TS Face, Bag | Ea | 75.000 | Kamminga & Roodvoets, Inc. | $300.00 | $22,500.00 | 1
233 | 37022-201005 | 1660 | 1 | TS Face, Bag | Ea | 75.000 | M & M Excavating Company | $300.00 | $22,500.00 | 2
233 | 37022-201005 | 1660 | 1 | TS Face, Bag | Ea | 75.000 | Fessler & Bowman, Inc. | $315.00 | $23,625.00 | 3
233 | 37022-201005 | 1660 | 1 | TS Face, Bag | Ea | 75.000 | Crawford Contracting, Inc. | $300.00 | $22,500.00 | 4
233 | 37022-201005 | 1665 | 1 | TS Face, Bag, Rem | Ea | 78.000 | Eng Est | $109.56 | $8,545.68 | 0
233 | 37022-201005 | 1665 | 1 | TS Face, Bag, Rem | Ea | 78.000 | Kamminga & Roodvoets, Inc. | $125.00 | $9,750.00 | 1
233 | 37022-201005 | 1665 | 1 | TS Face, Bag, Rem | Ea | 78.000 | M & M Excavating Company | $125.00 | $9,750.00 | 2
233 | 37022-201005 | 1665 | 1 | TS Face, Bag, Rem | Ea | 78.000 | Fessler & Bowman, Inc. | $131.25 | $10,237.50 | 3
233 | 37022-201005 | 1665 | 1 | TS Face, Bag, Rem | Ea | 78.000 | Crawford Contracting, Inc. | $125.00 | $9,750.00 | 4
233 | 37022-201005 | 1670 | 1 | Strain Pole, Steel, 6 bolt, 30 foot | Ea | 12.000 | Eng Est | $7,000.00 | $84,000.00 | 0
233 | 37022-201005 | 1670 | 1 | Strain Pole, Steel, 6 bolt, 30 foot | Ea | 12.000 | Kamminga & Roodvoets, Inc. | $8,000.00 | $96,000.00 | 1
233 | 37022-201005 | 1670 | 1 | Strain Pole, Steel, 6 bolt, 30 foot | Ea | 12.000 | M & M Excavating Company | $8,000.00 | $96,000.00 | 2
233 | 37022-201005 | 1670 | 1 | Strain Pole, Steel, 6 bolt, 30 foot | Ea | 12.000 | Fessler & Bowman, Inc. | $8,400.00 | $100,800.00 | 3
233 | 37022-201005 | 1670 | 1 | Strain Pole, Steel, 6 bolt, 30 foot | Ea | 12.000 | Crawford Contracting, Inc. | $8,000.00 | $96,000.00 | 4
233 | 37022-201005 | 1675 | 1 | Strain Pole, Steel, 6 bolt, 36 foot | Ea | 2.000 | Eng Est | $11,000.00 | $22,000.00 | 0
233 | 37022-201005 | 1675 | 1 | Strain Pole, Steel, 6 bolt, 36 foot | Ea | 2.000 | Kamminga & Roodvoets, Inc. | $12,000.00 | $24,000.00 | 1
233 | 37022-201005 | 1675 | 1 | Strain Pole, Steel, 6 bolt, 36 foot | Ea | 2.000 | M & M Excavating Company | $12,000.00 | $24,000.00 | 2
233 | 37022-201005 | 1675 | 1 | Strain Pole, Steel, 6 bolt, 36 foot | Ea | 2.000 | Fessler & Bowman, Inc. | $12,600.00 | $25,200.00 | 3
233 | 37022-201005 | 1675 | 1 | Strain Pole, Steel, 6 bolt, 36 foot | Ea | 2.000 | Crawford Contracting, Inc. | $12,000.00 | $24,000.00 | 4
233 | 37022-201005 | 1680 | 1 | Strain Pole Fdn, 6 Bolt | Ft | 202.000 | Eng Est | $521.02 | $105,246.04 | 0
233 | 37022-201005 | 1680 | 1 | Strain Pole Fdn, 6 Bolt | Ft | 202.000 | Kamminga & Roodvoets, Inc. | $575.00 | $116,150.00 | 1
233 | 37022-201005 | 1680 | 1 | Strain Pole Fdn, 6 Bolt | Ft | 202.000 | M & M Excavating Company | $575.00 | $116,150.00 | 2
233 | 37022-201005 | 1680 | 1 | Strain Pole Fdn, 6 Bolt | Ft | 202.000 | Fessler & Bowman, Inc. | $603.75 | $121,957.50 | 3
233 | 37022-201005 | 1680 | 1 | Strain Pole Fdn, 6 Bolt | Ft | 202.000 | Crawford Contracting, Inc. | $575.00 | $116,150.00 | 4
233 | 37022-201005 | 1685 | 1 | Casing | Ft | 158.000 | Eng Est | $250.00 | $39,500.00 | 0
233 | 37022-201005 | 1685 | 1 | Casing | Ft | 158.000 | Kamminga & Roodvoets, Inc. | $245.00 | $38,710.00 | 1
233 | 37022-201005 | 1685 | 1 | Casing | Ft | 158.000 | M & M Excavating Company | $245.00 | $38,710.00 | 2
233 | 37022-201005 | 1685 | 1 | Casing | Ft | 158.000 | Fessler & Bowman, Inc. | $257.25 | $40,645.50 | 3
233 | 37022-201005 | 1685 | 1 | Casing | Ft | 158.000 | Crawford Contracting, Inc. | $245.00 | $38,710.00 | 4
233 | 37022-201005 | 1690 | 1 | Cellular Modem, TS, 4th G | Ea | 4.000 | Eng Est | $1,314.70 | $5,258.80 | 0
233 | 37022-201005 | 1690 | 1 | Cellular Modem, TS, 4th G | Ea | 4.000 | Kamminga & Roodvoets, Inc. | $1,125.00 | $4,500.00 | 1
233 | 37022-201005 | 1690 | 1 | Cellular Modem, TS, 4th G | Ea | 4.000 | M & M Excavating Company | $1,125.00 | $4,500.00 | 2
233 | 37022-201005 | 1690 | 1 | Cellular Modem, TS, 4th G | Ea | 4.000 | Fessler & Bowman, Inc. | $1,181.25 | $4,725.00 | 3
233 | 37022-201005 | 1690 | 1 | Cellular Modem, TS, 4th G | Ea | 4.000 | Crawford Contracting, Inc. | $1,125.00 | $4,500.00 | 4
233 | 37022-201005 | 1695 | 1 | Backplate, TS | Ea | 35.000 | Eng Est | $250.00 | $8,750.00 | 0
233 | 37022-201005 | 1695 | 1 | Backplate, TS | Ea | 35.000 | Kamminga & Roodvoets, Inc. | $225.00 | $7,875.00 | 1
233 | 37022-201005 | 1695 | 1 | Backplate, TS | Ea | 35.000 | M & M Excavating Company | $225.00 | $7,875.00 | 2
233 | 37022-201005 | 1695 | 1 | Backplate, TS | Ea | 35.000 | Fessler & Bowman, Inc. | $236.25 | $8,268.75 | 3
233 | 37022-201005 | 1695 | 1 | Backplate, TS | Ea | 35.000 | Crawford Contracting, Inc. | $225.00 | $7,875.00 | 4
233 | 37022-201005 | 1700 | 1 | Backplate, TS, Rem | Ea | 10.000 | Eng Est | $100.00 | $1,000.00 | 0
233 | 37022-201005 | 1700 | 1 | Backplate, TS, Rem | Ea | 10.000 | Kamminga & Roodvoets, Inc. | $125.00 | $1,250.00 | 1
233 | 37022-201005 | 1700 | 1 | Backplate, TS, Rem | Ea | 10.000 | M & M Excavating Company | $125.00 | $1,250.00 | 2
233 | 37022-201005 | 1700 | 1 | Backplate, TS, Rem | Ea | 10.000 | Fessler & Bowman, Inc. | $131.25 | $1,312.50 | 3
233 | 37022-201005 | 1700 | 1 | Backplate, TS, Rem | Ea | 10.000 | Crawford Contracting, Inc. | $125.00 | $1,250.00 | 4
233 | 37022-201005 | 1705 | 1 | Backplate, TS, Salv | Ea | 8.000 | Eng Est | $100.00 | $800.00 | 0
233 | 37022-201005 | 1705 | 1 | Backplate, TS, Salv | Ea | 8.000 | Kamminga & Roodvoets, Inc. | $125.00 | $1,000.00 | 1
233 | 37022-201005 | 1705 | 1 | Backplate, TS, Salv | Ea | 8.000 | M & M Excavating Company | $125.00 | $1,000.00 | 2
233 | 37022-201005 | 1705 | 1 | Backplate, TS, Salv | Ea | 8.000 | Fessler & Bowman, Inc. | $131.25 | $1,050.00 | 3
233 | 37022-201005 | 1705 | 1 | Backplate, TS, Salv | Ea | 8.000 | Crawford Contracting, Inc. | $125.00 | $1,000.00 | 4
233 | 37022-201005 | 1710 | 1 | Radar Vehicle Presence Stop-Bar Detector System | Ea | 4.000 | Eng Est | $6,500.00 | $26,000.00 | 0
233 | 37022-201005 | 1710 | 1 | Radar Vehicle Presence Stop-Bar Detector System | Ea | 4.000 | Kamminga & Roodvoets, Inc. | $5,000.00 | $20,000.00 | 1
233 | 37022-201005 | 1710 | 1 | Radar Vehicle Presence Stop-Bar Detector System | Ea | 4.000 | M & M Excavating Company | $5,000.00 | $20,000.00 | 2
233 | 37022-201005 | 1710 | 1 | Radar Vehicle Presence Stop-Bar Detector System | Ea | 4.000 | Fessler & Bowman, Inc. | $5,250.00 | $21,000.00 | 3
233 | 37022-201005 | 1710 | 1 | Radar Vehicle Presence Stop-Bar Detector System | Ea | 4.000 | Crawford Contracting, Inc. | $5,000.00 | $20,000.00 | 4
233 | 37022-201005 | 1715 | 1 | Radar Vehicle Presence Stop-Bar Detector System, Rem | Ea | 1.000 | Eng Est | $100.00 | $100.00 | 0
233 | 37022-201005 | 1715 | 1 | Radar Vehicle Presence Stop-Bar Detector System, Rem | Ea | 1.000 | Kamminga & Roodvoets, Inc. | $250.00 | $250.00 | 1
233 | 37022-201005 | 1715 | 1 | Radar Vehicle Presence Stop-Bar Detector System, Rem | Ea | 1.000 | M & M Excavating Company | $250.00 | $250.00 | 2
233 | 37022-201005 | 1715 | 1 | Radar Vehicle Presence Stop-Bar Detector System, Rem | Ea | 1.000 | Fessler & Bowman, Inc. | $262.50 | $262.50 | 3
233 | 37022-201005 | 1715 | 1 | Radar Vehicle Presence Stop-Bar Detector System, Rem | Ea | 1.000 | Crawford Contracting, Inc. | $250.00 | $250.00 | 4
233 | 37022-201005 | 1720 | 1 | Radar Vehicle Presence Stop-Bar Detector Sensor | Ea | 9.000 | Eng Est | $7,500.00 | $67,500.00 | 0
233 | 37022-201005 | 1720 | 1 | Radar Vehicle Presence Stop-Bar Detector Sensor | Ea | 9.000 | Kamminga & Roodvoets, Inc. | $9,000.00 | $81,000.00 | 1
233 | 37022-201005 | 1720 | 1 | Radar Vehicle Presence Stop-Bar Detector Sensor | Ea | 9.000 | M & M Excavating Company | $9,000.00 | $81,000.00 | 2
233 | 37022-201005 | 1720 | 1 | Radar Vehicle Presence Stop-Bar Detector Sensor | Ea | 9.000 | Fessler & Bowman, Inc. | $9,450.00 | $85,050.00 | 3
233 | 37022-201005 | 1720 | 1 | Radar Vehicle Presence Stop-Bar Detector Sensor | Ea | 9.000 | Crawford Contracting, Inc. | $9,000.00 | $81,000.00 | 4
233 | 37022-201005 | 1725 | 1 | Radar Vehicle Presence Stop-Bar Detector Sensor, Rem | Ea | 6.000 | Eng Est | $100.00 | $600.00 | 0
233 | 37022-201005 | 1725 | 1 | Radar Vehicle Presence Stop-Bar Detector Sensor, Rem | Ea | 6.000 | Kamminga & Roodvoets, Inc. | $500.00 | $3,000.00 | 1
233 | 37022-201005 | 1725 | 1 | Radar Vehicle Presence Stop-Bar Detector Sensor, Rem | Ea | 6.000 | M & M Excavating Company | $500.00 | $3,000.00 | 2
233 | 37022-201005 | 1725 | 1 | Radar Vehicle Presence Stop-Bar Detector Sensor, Rem | Ea | 6.000 | Fessler & Bowman, Inc. | $525.00 | $3,150.00 | 3
233 | 37022-201005 | 1725 | 1 | Radar Vehicle Presence Stop-Bar Detector Sensor, Rem | Ea | 6.000 | Crawford Contracting, Inc. | $500.00 | $3,000.00 | 4
233 | 37022-201005 | 1730 | 1 | Radar Vehicle Presence Stop-Bar Detector Sensor, Salv | Ea | 2.000 | Eng Est | $400.00 | $800.00 | 0
233 | 37022-201005 | 1730 | 1 | Radar Vehicle Presence Stop-Bar Detector Sensor, Salv | Ea | 2.000 | Kamminga & Roodvoets, Inc. | $1,375.00 | $2,750.00 | 1
233 | 37022-201005 | 1730 | 1 | Radar Vehicle Presence Stop-Bar Detector Sensor, Salv | Ea | 2.000 | M & M Excavating Company | $1,375.00 | $2,750.00 | 2
233 | 37022-201005 | 1730 | 1 | Radar Vehicle Presence Stop-Bar Detector Sensor, Salv | Ea | 2.000 | Fessler & Bowman, Inc. | $1,444.00 | $2,888.00 | 3
233 | 37022-201005 | 1730 | 1 | Radar Vehicle Presence Stop-Bar Detector Sensor, Salv | Ea | 2.000 | Crawford Contracting, Inc. | $1,375.00 | $2,750.00 | 4
233 | 37022-201005 | 1735 | 1 | _Bracket Arm, Clamp On, Install Salv | Ea | 3.000 | Eng Est | $400.00 | $1,200.00 | 0
233 | 37022-201005 | 1735 | 1 | _Bracket Arm, Clamp On, Install Salv | Ea | 3.000 | Kamminga & Roodvoets, Inc. | $375.00 | $1,125.00 | 1
233 | 37022-201005 | 1735 | 1 | _Bracket Arm, Clamp On, Install Salv | Ea | 3.000 | M & M Excavating Company | $375.00 | $1,125.00 | 2
233 | 37022-201005 | 1735 | 1 | _Bracket Arm, Clamp On, Install Salv | Ea | 3.000 | Fessler & Bowman, Inc. | $393.75 | $1,181.25 | 3
233 | 37022-201005 | 1735 | 1 | _Bracket Arm, Clamp On, Install Salv | Ea | 3.000 | Crawford Contracting, Inc. | $375.00 | $1,125.00 | 4
233 | 37022-201005 | 1740 | 1 | _Bracket Arm, Clamp On, Rem and Salv | Ea | 3.000 | Eng Est | $400.00 | $1,200.00 | 0
233 | 37022-201005 | 1740 | 1 | _Bracket Arm, Clamp On, Rem and Salv | Ea | 3.000 | Kamminga & Roodvoets, Inc. | $250.00 | $750.00 | 1
233 | 37022-201005 | 1740 | 1 | _Bracket Arm, Clamp On, Rem and Salv | Ea | 3.000 | M & M Excavating Company | $250.00 | $750.00 | 2
233 | 37022-201005 | 1740 | 1 | _Bracket Arm, Clamp On, Rem and Salv | Ea | 3.000 | Fessler & Bowman, Inc. | $262.50 | $787.50 | 3
233 | 37022-201005 | 1740 | 1 | _Bracket Arm, Clamp On, Rem and Salv | Ea | 3.000 | Crawford Contracting, Inc. | $250.00 | $750.00 | 4
233 | 37022-201005 | 1745 | 1 | _Controller, NEMA, ATC Type | Ea | 3.000 | Eng Est | $4,500.00 | $13,500.00 | 0
233 | 37022-201005 | 1745 | 1 | _Controller, NEMA, ATC Type | Ea | 3.000 | Kamminga & Roodvoets, Inc. | $3,250.00 | $9,750.00 | 1
233 | 37022-201005 | 1745 | 1 | _Controller, NEMA, ATC Type | Ea | 3.000 | M & M Excavating Company | $3,250.00 | $9,750.00 | 2
233 | 37022-201005 | 1745 | 1 | _Controller, NEMA, ATC Type | Ea | 3.000 | Fessler & Bowman, Inc. | $3,413.00 | $10,239.00 | 3
233 | 37022-201005 | 1745 | 1 | _Controller, NEMA, ATC Type | Ea | 3.000 | Crawford Contracting, Inc. | $3,250.00 | $9,750.00 | 4
233 | 37022-201005 | 1750 | 1 | Monument Box | Ea | 7.000 | Eng Est | $563.61 | $3,945.27 | 0
233 | 37022-201005 | 1750 | 1 | Monument Box | Ea | 7.000 | Kamminga & Roodvoets, Inc. | $800.00 | $5,600.00 | 1
233 | 37022-201005 | 1750 | 1 | Monument Box | Ea | 7.000 | M & M Excavating Company | $575.00 | $4,025.00 | 2
233 | 37022-201005 | 1750 | 1 | Monument Box | Ea | 7.000 | Fessler & Bowman, Inc. | $1,260.00 | $8,820.00 | 3
233 | 37022-201005 | 1750 | 1 | Monument Box | Ea | 7.000 | Crawford Contracting, Inc. | $690.00 | $4,830.00 | 4
233 | 37022-201005 | 1755 | 1 | Monument Preservation | Ea | 9.000 | Eng Est | $544.04 | $4,896.36 | 0
233 | 37022-201005 | 1755 | 1 | Monument Preservation | Ea | 9.000 | Kamminga & Roodvoets, Inc. | $400.00 | $3,600.00 | 1
233 | 37022-201005 | 1755 | 1 | Monument Preservation | Ea | 9.000 | M & M Excavating Company | $750.00 | $6,750.00 | 2
233 | 37022-201005 | 1755 | 1 | Monument Preservation | Ea | 9.000 | Fessler & Bowman, Inc. | $1,260.00 | $11,340.00 | 3
233 | 37022-201005 | 1755 | 1 | Monument Preservation | Ea | 9.000 | Crawford Contracting, Inc. | $690.00 | $6,210.00 | 4
233 | 37022-201005 | 1760 | 1 | Protect Corners | Ea | 4.000 | Eng Est | $393.16 | $1,572.64 | 0
233 | 37022-201005 | 1760 | 1 | Protect Corners | Ea | 4.000 | Kamminga & Roodvoets, Inc. | $200.00 | $800.00 | 1
233 | 37022-201005 | 1760 | 1 | Protect Corners | Ea | 4.000 | M & M Excavating Company | $1,250.00 | $5,000.00 | 2
233 | 37022-201005 | 1760 | 1 | Protect Corners | Ea | 4.000 | Fessler & Bowman, Inc. | $525.00 | $2,100.00 | 3
233 | 37022-201005 | 1760 | 1 | Protect Corners | Ea | 4.000 | Crawford Contracting, Inc. | $450.00 | $1,800.00 | 4
233 | 37022-201005 | 1765 | 1 | Fire Hydrant | Ea | 4.000 | Eng Est | $4,379.89 | $17,519.56 | 0
233 | 37022-201005 | 1765 | 1 | Fire Hydrant | Ea | 4.000 | Kamminga & Roodvoets, Inc. | $7,500.00 | $30,000.00 | 1
233 | 37022-201005 | 1765 | 1 | Fire Hydrant | Ea | 4.000 | M & M Excavating Company | $7,500.00 | $30,000.00 | 2
233 | 37022-201005 | 1765 | 1 | Fire Hydrant | Ea | 4.000 | Fessler & Bowman, Inc. | $6,850.00 | $27,400.00 | 3
233 | 37022-201005 | 1765 | 1 | Fire Hydrant | Ea | 4.000 | Crawford Contracting, Inc. | $6,300.00 | $25,200.00 | 4
233 | 37022-201005 | 1769 | 1 | Gate Valve and Box, 4 inch | Ea | 1.000 | Eng Est | $1,500.00 | $1,500.00 | 0
233 | 37022-201005 | 1769 | 1 | Gate Valve and Box, 4 inch | Ea | 1.000 | Kamminga & Roodvoets, Inc. | $1,900.00 | $1,900.00 | 1
233 | 37022-201005 | 1769 | 1 | Gate Valve and Box, 4 inch | Ea | 1.000 | M & M Excavating Company | $2,000.00 | $2,000.00 | 2
233 | 37022-201005 | 1769 | 1 | Gate Valve and Box, 4 inch | Ea | 1.000 | Fessler & Bowman, Inc. | $3,495.00 | $3,495.00 | 3
233 | 37022-201005 | 1769 | 1 | Gate Valve and Box, 4 inch | Ea | 1.000 | Crawford Contracting, Inc. | $2,600.00 | $2,600.00 | 4
233 | 37022-201005 | 1770 | 1 | Gate Valve and Box, 6 inch | Ea | 4.000 | Eng Est | $1,757.88 | $7,031.52 | 0
233 | 37022-201005 | 1770 | 1 | Gate Valve and Box, 6 inch | Ea | 4.000 | Kamminga & Roodvoets, Inc. | $2,500.00 | $10,000.00 | 1
233 | 37022-201005 | 1770 | 1 | Gate Valve and Box, 6 inch | Ea | 4.000 | M & M Excavating Company | $2,300.00 | $9,200.00 | 2
233 | 37022-201005 | 1770 | 1 | Gate Valve and Box, 6 inch | Ea | 4.000 | Fessler & Bowman, Inc. | $2,725.00 | $10,900.00 | 3
233 | 37022-201005 | 1770 | 1 | Gate Valve and Box, 6 inch | Ea | 4.000 | Crawford Contracting, Inc. | $2,700.00 | $10,800.00 | 4
233 | 37022-201005 | 1775 | 1 | Gate Valve and Box, 8 inch | Ea | 1.000 | Eng Est | $2,185.36 | $2,185.36 | 0
233 | 37022-201005 | 1775 | 1 | Gate Valve and Box, 8 inch | Ea | 1.000 | Kamminga & Roodvoets, Inc. | $3,250.00 | $3,250.00 | 1
233 | 37022-201005 | 1775 | 1 | Gate Valve and Box, 8 inch | Ea | 1.000 | M & M Excavating Company | $3,000.00 | $3,000.00 | 2
233 | 37022-201005 | 1775 | 1 | Gate Valve and Box, 8 inch | Ea | 1.000 | Fessler & Bowman, Inc. | $4,830.00 | $4,830.00 | 3
233 | 37022-201005 | 1775 | 1 | Gate Valve and Box, 8 inch | Ea | 1.000 | Crawford Contracting, Inc. | $3,300.00 | $3,300.00 | 4
233 | 37022-201005 | 1780 | 1 | Hydrant, Rem | Ea | 5.000 | Eng Est | $622.21 | $3,111.05 | 0
233 | 37022-201005 | 1780 | 1 | Hydrant, Rem | Ea | 5.000 | Kamminga & Roodvoets, Inc. | $250.00 | $1,250.00 | 1
233 | 37022-201005 | 1780 | 1 | Hydrant, Rem | Ea | 5.000 | M & M Excavating Company | $1,250.00 | $6,250.00 | 2
233 | 37022-201005 | 1780 | 1 | Hydrant, Rem | Ea | 5.000 | Fessler & Bowman, Inc. | $2,060.00 | $10,300.00 | 3
233 | 37022-201005 | 1780 | 1 | Hydrant, Rem | Ea | 5.000 | Crawford Contracting, Inc. | $2,000.00 | $10,000.00 | 4
233 | 37022-201005 | 1785 | 1 | Hydrant, Relocate, Case 1 | Ea | 3.000 | Eng Est | $2,661.33 | $7,983.99 | 0
233 | 37022-201005 | 1785 | 1 | Hydrant, Relocate, Case 1 | Ea | 3.000 | Kamminga & Roodvoets, Inc. | $6,000.00 | $18,000.00 | 1
233 | 37022-201005 | 1785 | 1 | Hydrant, Relocate, Case 1 | Ea | 3.000 | M & M Excavating Company | $2,750.00 | $8,250.00 | 2
233 | 37022-201005 | 1785 | 1 | Hydrant, Relocate, Case 1 | Ea | 3.000 | Fessler & Bowman, Inc. | $6,090.00 | $18,270.00 | 3
233 | 37022-201005 | 1785 | 1 | Hydrant, Relocate, Case 1 | Ea | 3.000 | Crawford Contracting, Inc. | $4,300.00 | $12,900.00 | 4
233 | 37022-201005 | 1790 | 1 | Water Main, 6 inch, Cut and Plug | Ea | 4.000 | Eng Est | $1,003.98 | $4,015.92 | 0
233 | 37022-201005 | 1790 | 1 | Water Main, 6 inch, Cut and Plug | Ea | 4.000 | Kamminga & Roodvoets, Inc. | $450.00 | $1,800.00 | 1
233 | 37022-201005 | 1790 | 1 | Water Main, 6 inch, Cut and Plug | Ea | 4.000 | M & M Excavating Company | $1,450.00 | $5,800.00 | 2
233 | 37022-201005 | 1790 | 1 | Water Main, 6 inch, Cut and Plug | Ea | 4.000 | Fessler & Bowman, Inc. | $2,655.00 | $10,620.00 | 3
233 | 37022-201005 | 1790 | 1 | Water Main, 6 inch, Cut and Plug | Ea | 4.000 | Crawford Contracting, Inc. | $800.00 | $3,200.00 | 4
233 | 37022-201005 | 1795 | 1 | Water Main, 12 inch, Cut and Plug | Ea | 4.000 | Eng Est | $1,363.77 | $5,455.08 | 0
233 | 37022-201005 | 1795 | 1 | Water Main, 12 inch, Cut and Plug | Ea | 4.000 | Kamminga & Roodvoets, Inc. | $550.00 | $2,200.00 | 1
233 | 37022-201005 | 1795 | 1 | Water Main, 12 inch, Cut and Plug | Ea | 4.000 | M & M Excavating Company | $2,050.00 | $8,200.00 | 2
233 | 37022-201005 | 1795 | 1 | Water Main, 12 inch, Cut and Plug | Ea | 4.000 | Fessler & Bowman, Inc. | $2,950.00 | $11,800.00 | 3
233 | 37022-201005 | 1795 | 1 | Water Main, 12 inch, Cut and Plug | Ea | 4.000 | Crawford Contracting, Inc. | $1,600.00 | $6,400.00 | 4
233 | 37022-201005 | 1800 | 1 | Water Main, DI, 6 inch, Tr Det F | Ft | 19.000 | Eng Est | $90.05 | $1,710.95 | 0
233 | 37022-201005 | 1800 | 1 | Water Main, DI, 6 inch, Tr Det F | Ft | 19.000 | Kamminga & Roodvoets, Inc. | $175.00 | $3,325.00 | 1
233 | 37022-201005 | 1800 | 1 | Water Main, DI, 6 inch, Tr Det F | Ft | 19.000 | M & M Excavating Company | $275.00 | $5,225.00 | 2
233 | 37022-201005 | 1800 | 1 | Water Main, DI, 6 inch, Tr Det F | Ft | 19.000 | Fessler & Bowman, Inc. | $121.00 | $2,299.00 | 3
233 | 37022-201005 | 1800 | 1 | Water Main, DI, 6 inch, Tr Det F | Ft | 19.000 | Crawford Contracting, Inc. | $60.00 | $1,140.00 | 4
233 | 37022-201005 | 1805 | 1 | Water Main, DI, 6 inch, Tr Det G | Ft | 11.000 | Eng Est | $163.58 | $1,799.38 | 0
233 | 37022-201005 | 1805 | 1 | Water Main, DI, 6 inch, Tr Det G | Ft | 11.000 | Kamminga & Roodvoets, Inc. | $175.00 | $1,925.00 | 1
233 | 37022-201005 | 1805 | 1 | Water Main, DI, 6 inch, Tr Det G | Ft | 11.000 | M & M Excavating Company | $275.00 | $3,025.00 | 2
233 | 37022-201005 | 1805 | 1 | Water Main, DI, 6 inch, Tr Det G | Ft | 11.000 | Fessler & Bowman, Inc. | $178.00 | $1,958.00 | 3
233 | 37022-201005 | 1805 | 1 | Water Main, DI, 6 inch, Tr Det G | Ft | 11.000 | Crawford Contracting, Inc. | $75.00 | $825.00 | 4
233 | 37022-201005 | 1810 | 1 | Water Main, DI, 8 inch, Tr Det G | Ft | 125.000 | Eng Est | $142.76 | $17,845.00 | 0
233 | 37022-201005 | 1810 | 1 | Water Main, DI, 8 inch, Tr Det G | Ft | 125.000 | Kamminga & Roodvoets, Inc. | $250.00 | $31,250.00 | 1
233 | 37022-201005 | 1810 | 1 | Water Main, DI, 8 inch, Tr Det G | Ft | 125.000 | M & M Excavating Company | $300.00 | $37,500.00 | 2
233 | 37022-201005 | 1810 | 1 | Water Main, DI, 8 inch, Tr Det G | Ft | 125.000 | Fessler & Bowman, Inc. | $223.50 | $27,937.50 | 3
233 | 37022-201005 | 1810 | 1 | Water Main, DI, 8 inch, Tr Det G | Ft | 125.000 | Crawford Contracting, Inc. | $250.00 | $31,250.00 | 4
233 | 37022-201005 | 1815 | 1 | Water Main, DI, 12 inch, Tr Det G | Ft | 103.000 | Eng Est | $150.12 | $15,462.36 | 0
233 | 37022-201005 | 1815 | 1 | Water Main, DI, 12 inch, Tr Det G | Ft | 103.000 | Kamminga & Roodvoets, Inc. | $275.00 | $28,325.00 | 1
233 | 37022-201005 | 1815 | 1 | Water Main, DI, 12 inch, Tr Det G | Ft | 103.000 | M & M Excavating Company | $400.00 | $41,200.00 | 2
233 | 37022-201005 | 1815 | 1 | Water Main, DI, 12 inch, Tr Det G | Ft | 103.000 | Fessler & Bowman, Inc. | $301.00 | $31,003.00 | 3
233 | 37022-201005 | 1815 | 1 | Water Main, DI, 12 inch, Tr Det G | Ft | 103.000 | Crawford Contracting, Inc. | $320.00 | $32,960.00 | 4
233 | 37022-201005 | 1825 | 1 | Water Serv, Conflict | Ea | 15.000 | Eng Est | $558.98 | $8,384.70 | 0
233 | 37022-201005 | 1825 | 1 | Water Serv, Conflict | Ea | 15.000 | Kamminga & Roodvoets, Inc. | $1,500.00 | $22,500.00 | 1
233 | 37022-201005 | 1825 | 1 | Water Serv, Conflict | Ea | 15.000 | M & M Excavating Company | $750.00 | $11,250.00 | 2
233 | 37022-201005 | 1825 | 1 | Water Serv, Conflict | Ea | 15.000 | Fessler & Bowman, Inc. | $3,185.00 | $47,775.00 | 3
233 | 37022-201005 | 1825 | 1 | Water Serv, Conflict | Ea | 15.000 | Crawford Contracting, Inc. | $2,000.00 | $30,000.00 | 4
233 | 37022-201005 | 1830 | 1 | Water Shutoff, Adj, Case 1 | Ea | 35.000 | Eng Est | $345.55 | $12,094.25 | 0
233 | 37022-201005 | 1830 | 1 | Water Shutoff, Adj, Case 1 | Ea | 35.000 | Kamminga & Roodvoets, Inc. | $365.00 | $12,775.00 | 1
233 | 37022-201005 | 1830 | 1 | Water Shutoff, Adj, Case 1 | Ea | 35.000 | M & M Excavating Company | $250.00 | $8,750.00 | 2
233 | 37022-201005 | 1830 | 1 | Water Shutoff, Adj, Case 1 | Ea | 35.000 | Fessler & Bowman, Inc. | $420.00 | $14,700.00 | 3
233 | 37022-201005 | 1830 | 1 | Water Shutoff, Adj, Case 1 | Ea | 35.000 | Crawford Contracting, Inc. | $400.00 | $14,000.00 | 4
233 | 37022-201005 | 1835 | 1 | Water Shutoff, Adj, Case 2 | Ea | 23.000 | Eng Est | $279.17 | $6,420.91 | 0
233 | 37022-201005 | 1835 | 1 | Water Shutoff, Adj, Case 2 | Ea | 23.000 | Kamminga & Roodvoets, Inc. | $300.00 | $6,900.00 | 1
233 | 37022-201005 | 1835 | 1 | Water Shutoff, Adj, Case 2 | Ea | 23.000 | M & M Excavating Company | $250.00 | $5,750.00 | 2
233 | 37022-201005 | 1835 | 1 | Water Shutoff, Adj, Case 2 | Ea | 23.000 | Fessler & Bowman, Inc. | $444.00 | $10,212.00 | 3
233 | 37022-201005 | 1835 | 1 | Water Shutoff, Adj, Case 2 | Ea | 23.000 | Crawford Contracting, Inc. | $350.00 | $8,050.00 | 4
233 | 37022-201005 | 1840 | 1 | Gate Box, Adj, Case 1 | Ea | 18.000 | Eng Est | $400.89 | $7,216.02 | 0
233 | 37022-201005 | 1840 | 1 | Gate Box, Adj, Case 1 | Ea | 18.000 | Kamminga & Roodvoets, Inc. | $475.00 | $8,550.00 | 1
233 | 37022-201005 | 1840 | 1 | Gate Box, Adj, Case 1 | Ea | 18.000 | M & M Excavating Company | $350.00 | $6,300.00 | 2
233 | 37022-201005 | 1840 | 1 | Gate Box, Adj, Case 1 | Ea | 18.000 | Fessler & Bowman, Inc. | $525.00 | $9,450.00 | 3
233 | 37022-201005 | 1840 | 1 | Gate Box, Adj, Case 1 | Ea | 18.000 | Crawford Contracting, Inc. | $500.00 | $9,000.00 | 4
233 | 37022-201005 | 1845 | 1 | Gate Box, Adj, Case 2 | Ea | 3.000 | Eng Est | $311.15 | $933.45 | 0
233 | 37022-201005 | 1845 | 1 | Gate Box, Adj, Case 2 | Ea | 3.000 | Kamminga & Roodvoets, Inc. | $400.00 | $1,200.00 | 1
233 | 37022-201005 | 1845 | 1 | Gate Box, Adj, Case 2 | Ea | 3.000 | M & M Excavating Company | $350.00 | $1,050.00 | 2
233 | 37022-201005 | 1845 | 1 | Gate Box, Adj, Case 2 | Ea | 3.000 | Fessler & Bowman, Inc. | $444.00 | $1,332.00 | 3
233 | 37022-201005 | 1845 | 1 | Gate Box, Adj, Case 2 | Ea | 3.000 | Crawford Contracting, Inc. | $450.00 | $1,350.00 | 4
233 | 37022-201005 | 1850 | 1 | Water Main Conflict, 6 inch | Ea | 2.000 | Eng Est | $2,500.00 | $5,000.00 | 0
233 | 37022-201005 | 1850 | 1 | Water Main Conflict, 6 inch | Ea | 2.000 | Kamminga & Roodvoets, Inc. | $4,700.00 | $9,400.00 | 1
233 | 37022-201005 | 1850 | 1 | Water Main Conflict, 6 inch | Ea | 2.000 | M & M Excavating Company | $4,500.00 | $9,000.00 | 2
233 | 37022-201005 | 1850 | 1 | Water Main Conflict, 6 inch | Ea | 2.000 | Fessler & Bowman, Inc. | $7,595.00 | $15,190.00 | 3
233 | 37022-201005 | 1850 | 1 | Water Main Conflict, 6 inch | Ea | 2.000 | Crawford Contracting, Inc. | $13,000.00 | $26,000.00 | 4
233 | 37022-201005 | 1855 | 1 | Water Main Conflict, 8 inch | Ea | 2.000 | Eng Est | $3,500.00 | $7,000.00 | 0
233 | 37022-201005 | 1855 | 1 | Water Main Conflict, 8 inch | Ea | 2.000 | Kamminga & Roodvoets, Inc. | $5,400.00 | $10,800.00 | 1
233 | 37022-201005 | 1855 | 1 | Water Main Conflict, 8 inch | Ea | 2.000 | M & M Excavating Company | $6,000.00 | $12,000.00 | 2
233 | 37022-201005 | 1855 | 1 | Water Main Conflict, 8 inch | Ea | 2.000 | Fessler & Bowman, Inc. | $8,362.00 | $16,724.00 | 3
233 | 37022-201005 | 1855 | 1 | Water Main Conflict, 8 inch | Ea | 2.000 | Crawford Contracting, Inc. | $14,000.00 | $28,000.00 | 4
233 | 37022-201005 | 1860 | 1 | Water Main Conflict, 12 inch | Ea | 2.000 | Eng Est | $4,000.00 | $8,000.00 | 0
233 | 37022-201005 | 1860 | 1 | Water Main Conflict, 12 inch | Ea | 2.000 | Kamminga & Roodvoets, Inc. | $8,200.00 | $16,400.00 | 1
233 | 37022-201005 | 1860 | 1 | Water Main Conflict, 12 inch | Ea | 2.000 | M & M Excavating Company | $8,500.00 | $17,000.00 | 2
233 | 37022-201005 | 1860 | 1 | Water Main Conflict, 12 inch | Ea | 2.000 | Fessler & Bowman, Inc. | $15,827.00 | $31,654.00 | 3
233 | 37022-201005 | 1860 | 1 | Water Main Conflict, 12 inch | Ea | 2.000 | Crawford Contracting, Inc. | $18,000.00 | $36,000.00 | 4
233 | 37022-201005 | 1865 | 1 | Live Tap, 12 inch by 12 inch | Ea | 2.000 | Eng Est | $7,500.00 | $15,000.00 | 0
233 | 37022-201005 | 1865 | 1 | Live Tap, 12 inch by 12 inch | Ea | 2.000 | Kamminga & Roodvoets, Inc. | $7,500.00 | $15,000.00 | 1
233 | 37022-201005 | 1865 | 1 | Live Tap, 12 inch by 12 inch | Ea | 2.000 | M & M Excavating Company | $10,000.00 | $20,000.00 | 2
233 | 37022-201005 | 1865 | 1 | Live Tap, 12 inch by 12 inch | Ea | 2.000 | Fessler & Bowman, Inc. | $21,750.00 | $43,500.00 | 3
233 | 37022-201005 | 1865 | 1 | Live Tap, 12 inch by 12 inch | Ea | 2.000 | Crawford Contracting, Inc. | $8,500.00 | $17,000.00 | 4
233 | 37022-201005 | 1868 | 1 | _Water Main, DI, 4 inch, Tr Det G | Ft | 97.000 | Eng Est | $120.00 | $11,640.00 | 0
233 | 37022-201005 | 1868 | 1 | _Water Main, DI, 4 inch, Tr Det G | Ft | 97.000 | Kamminga & Roodvoets, Inc. | $165.00 | $16,005.00 | 1
233 | 37022-201005 | 1868 | 1 | _Water Main, DI, 4 inch, Tr Det G | Ft | 97.000 | M & M Excavating Company | $275.00 | $26,675.00 | 2
233 | 37022-201005 | 1868 | 1 | _Water Main, DI, 4 inch, Tr Det G | Ft | 97.000 | Fessler & Bowman, Inc. | $194.00 | $18,818.00 | 3
233 | 37022-201005 | 1868 | 1 | _Water Main, DI, 4 inch, Tr Det G | Ft | 97.000 | Crawford Contracting, Inc. | $245.00 | $23,765.00 | 4
233 | 37022-201005 | 1870 | 1 | _Monitoring Well, Adj | Ea | 1.000 | Eng Est | $650.00 | $650.00 | 0
233 | 37022-201005 | 1870 | 1 | _Monitoring Well, Adj | Ea | 1.000 | Kamminga & Roodvoets, Inc. | $700.00 | $700.00 | 1
233 | 37022-201005 | 1870 | 1 | _Monitoring Well, Adj | Ea | 1.000 | M & M Excavating Company | $350.00 | $350.00 | 2
233 | 37022-201005 | 1870 | 1 | _Monitoring Well, Adj | Ea | 1.000 | Fessler & Bowman, Inc. | $1,500.00 | $1,500.00 | 3
233 | 37022-201005 | 1870 | 1 | _Monitoring Well, Adj | Ea | 1.000 | Crawford Contracting, Inc. | $800.00 | $800.00 | 4
233 | 37022-201005 | 1875 | 1 | _Water Service, Abandon | Ea | 12.000 | Eng Est | $1,500.00 | $18,000.00 | 0
233 | 37022-201005 | 1875 | 1 | _Water Service, Abandon | Ea | 12.000 | Kamminga & Roodvoets, Inc. | $400.00 | $4,800.00 | 1
233 | 37022-201005 | 1875 | 1 | _Water Service, Abandon | Ea | 12.000 | M & M Excavating Company | $325.00 | $3,900.00 | 2
233 | 37022-201005 | 1875 | 1 | _Water Service, Abandon | Ea | 12.000 | Fessler & Bowman, Inc. | $2,495.00 | $29,940.00 | 3
233 | 37022-201005 | 1875 | 1 | _Water Service, Abandon | Ea | 12.000 | Crawford Contracting, Inc. | $500.00 | $6,000.00 | 4
233 | 37022-201005 | 1880 | 1 | Sanitary Structure Cover, Type Q | Ea | 4.000 | Eng Est | $655.61 | $2,622.44 | 0
233 | 37022-201005 | 1880 | 1 | Sanitary Structure Cover, Type Q | Ea | 4.000 | Kamminga & Roodvoets, Inc. | $650.00 | $2,600.00 | 1
233 | 37022-201005 | 1880 | 1 | Sanitary Structure Cover, Type Q | Ea | 4.000 | M & M Excavating Company | $900.00 | $3,600.00 | 2
233 | 37022-201005 | 1880 | 1 | Sanitary Structure Cover, Type Q | Ea | 4.000 | Fessler & Bowman, Inc. | $1,438.00 | $5,752.00 | 3
233 | 37022-201005 | 1880 | 1 | Sanitary Structure Cover, Type Q | Ea | 4.000 | Crawford Contracting, Inc. | $1,050.00 | $4,200.00 | 4
233 | 37022-201005 | 1885 | 1 | Sanitary Structure, Adj, Add Depth | Ft | 9.000 | Eng Est | $200.00 | $1,800.00 | 0
233 | 37022-201005 | 1885 | 1 | Sanitary Structure, Adj, Add Depth | Ft | 9.000 | Kamminga & Roodvoets, Inc. | $450.00 | $4,050.00 | 1
233 | 37022-201005 | 1885 | 1 | Sanitary Structure, Adj, Add Depth | Ft | 9.000 | M & M Excavating Company | $550.00 | $4,950.00 | 2
233 | 37022-201005 | 1885 | 1 | Sanitary Structure, Adj, Add Depth | Ft | 9.000 | Fessler & Bowman, Inc. | $900.00 | $8,100.00 | 3
233 | 37022-201005 | 1885 | 1 | Sanitary Structure, Adj, Add Depth | Ft | 9.000 | Crawford Contracting, Inc. | $500.00 | $4,500.00 | 4
233 | 37022-201005 | 1890 | 1 | Sanitary Structure Cover, Adj, Case 1 | Ea | 22.000 | Eng Est | $1,500.00 | $33,000.00 | 0
233 | 37022-201005 | 1890 | 1 | Sanitary Structure Cover, Adj, Case 1 | Ea | 22.000 | Kamminga & Roodvoets, Inc. | $550.00 | $12,100.00 | 1
233 | 37022-201005 | 1890 | 1 | Sanitary Structure Cover, Adj, Case 1 | Ea | 22.000 | M & M Excavating Company | $750.00 | $16,500.00 | 2
233 | 37022-201005 | 1890 | 1 | Sanitary Structure Cover, Adj, Case 1 | Ea | 22.000 | Fessler & Bowman, Inc. | $895.00 | $19,690.00 | 3
233 | 37022-201005 | 1890 | 1 | Sanitary Structure Cover, Adj, Case 1 | Ea | 22.000 | Crawford Contracting, Inc. | $500.00 | $11,000.00 | 4
233 | 37022-201005 | 1895 | 1 | Sanitary Structure Cover, Adj, Case 2 | Ea | 5.000 | Eng Est | $1,500.00 | $7,500.00 | 0
233 | 37022-201005 | 1895 | 1 | Sanitary Structure Cover, Adj, Case 2 | Ea | 5.000 | Kamminga & Roodvoets, Inc. | $500.00 | $2,500.00 | 1
233 | 37022-201005 | 1895 | 1 | Sanitary Structure Cover, Adj, Case 2 | Ea | 5.000 | M & M Excavating Company | $750.00 | $3,750.00 | 2
233 | 37022-201005 | 1895 | 1 | Sanitary Structure Cover, Adj, Case 2 | Ea | 5.000 | Fessler & Bowman, Inc. | $600.00 | $3,000.00 | 3
233 | 37022-201005 | 1895 | 1 | Sanitary Structure Cover, Adj, Case 2 | Ea | 5.000 | Crawford Contracting, Inc. | $450.00 | $2,250.00 | 4
233 | 37022-201005 | 1900 | 1 | _Sanitary Serv, Conflict | Ea | 5.000 | Eng Est | $5,000.00 | $25,000.00 | 0
233 | 37022-201005 | 1900 | 1 | _Sanitary Serv, Conflict | Ea | 5.000 | Kamminga & Roodvoets, Inc. | $1,600.00 | $8,000.00 | 1
233 | 37022-201005 | 1900 | 1 | _Sanitary Serv, Conflict | Ea | 5.000 | M & M Excavating Company | $350.00 | $1,750.00 | 2
233 | 37022-201005 | 1900 | 1 | _Sanitary Serv, Conflict | Ea | 5.000 | Fessler & Bowman, Inc. | $6,610.00 | $33,050.00 | 3
233 | 37022-201005 | 1900 | 1 | _Sanitary Serv, Conflict | Ea | 5.000 | Crawford Contracting, Inc. | $2,000.00 | $10,000.00 | 4
233 | 37022-201005 | 1905 | 1 | Grounding, Bonding, and Surge Protection | LSUM | 1.000 | Eng Est | $6,000.00 | $6,000.00 | 0
233 | 37022-201005 | 1905 | 1 | Grounding, Bonding, and Surge Protection | LSUM | 1.000 | Kamminga & Roodvoets, Inc. | $500.00 | $500.00 | 1
233 | 37022-201005 | 1905 | 1 | Grounding, Bonding, and Surge Protection | LSUM | 1.000 | M & M Excavating Company | $500.00 | $500.00 | 2
233 | 37022-201005 | 1905 | 1 | Grounding, Bonding, and Surge Protection | LSUM | 1.000 | Fessler & Bowman, Inc. | $525.00 | $525.00 | 3
233 | 37022-201005 | 1905 | 1 | Grounding, Bonding, and Surge Protection | LSUM | 1.000 | Crawford Contracting, Inc. | $500.00 | $500.00 | 4
233 | 37022-201005 | 1910 | 1 | Lightning Protection, Pole | Ea | 3.000 | Eng Est | $1,482.75 | $4,448.25 | 0
233 | 37022-201005 | 1910 | 1 | Lightning Protection, Pole | Ea | 3.000 | Kamminga & Roodvoets, Inc. | $1,400.00 | $4,200.00 | 1
233 | 37022-201005 | 1910 | 1 | Lightning Protection, Pole | Ea | 3.000 | M & M Excavating Company | $1,400.00 | $4,200.00 | 2
233 | 37022-201005 | 1910 | 1 | Lightning Protection, Pole | Ea | 3.000 | Fessler & Bowman, Inc. | $1,470.00 | $4,410.00 | 3
233 | 37022-201005 | 1910 | 1 | Lightning Protection, Pole | Ea | 3.000 | Crawford Contracting, Inc. | $1,400.00 | $4,200.00 | 4
233 | 37022-201005 | 1915 | 1 | Managed Field Ethernet Switch, Layer 2 | Ea | 1.000 | Eng Est | $2,548.19 | $2,548.19 | 0
233 | 37022-201005 | 1915 | 1 | Managed Field Ethernet Switch, Layer 2 | Ea | 1.000 | Kamminga & Roodvoets, Inc. | $2,000.00 | $2,000.00 | 1
233 | 37022-201005 | 1915 | 1 | Managed Field Ethernet Switch, Layer 2 | Ea | 1.000 | M & M Excavating Company | $2,000.00 | $2,000.00 | 2
233 | 37022-201005 | 1915 | 1 | Managed Field Ethernet Switch, Layer 2 | Ea | 1.000 | Fessler & Bowman, Inc. | $2,100.00 | $2,100.00 | 3
233 | 37022-201005 | 1915 | 1 | Managed Field Ethernet Switch, Layer 2 | Ea | 1.000 | Crawford Contracting, Inc. | $2,000.00 | $2,000.00 | 4
233 | 37022-201005 | 1920 | 1 | _Temp Power System (D01 of 37022) | Cday | 5.000 | Eng Est | $700.00 | $3,500.00 | 0
233 | 37022-201005 | 1920 | 1 | _Temp Power System (D01 of 37022) | Cday | 5.000 | Kamminga & Roodvoets, Inc. | $2,855.03 | $14,275.15 | 1
233 | 37022-201005 | 1920 | 1 | _Temp Power System (D01 of 37022) | Cday | 5.000 | M & M Excavating Company | $1,000.00 | $5,000.00 | 2
233 | 37022-201005 | 1920 | 1 | _Temp Power System (D01 of 37022) | Cday | 5.000 | Fessler & Bowman, Inc. | $1,050.00 | $5,250.00 | 3
233 | 37022-201005 | 1920 | 1 | _Temp Power System (D01 of 37022) | Cday | 5.000 | Crawford Contracting, Inc. | $1,000.00 | $5,000.00 | 4
233 | 37022-201005 | 1925 | 2 | Hand Chipping, Other Than Deck | Cft | 2.000 | Eng Est | $450.00 | $900.00 | 0
233 | 37022-201005 | 1925 | 2 | Hand Chipping, Other Than Deck | Cft | 2.000 | Kamminga & Roodvoets, Inc. | $1,500.00 | $3,000.00 | 1
233 | 37022-201005 | 1925 | 2 | Hand Chipping, Other Than Deck | Cft | 2.000 | M & M Excavating Company | $1,500.00 | $3,000.00 | 2
233 | 37022-201005 | 1925 | 2 | Hand Chipping, Other Than Deck | Cft | 2.000 | Fessler & Bowman, Inc. | $1,050.00 | $2,100.00 | 3
233 | 37022-201005 | 1925 | 2 | Hand Chipping, Other Than Deck | Cft | 2.000 | Crawford Contracting, Inc. | $500.00 | $1,000.00 | 4
233 | 37022-201005 | 1930 | 2 | Bolt, Adhesive Anchored, 1 inch | Ea | 152.000 | Eng Est | $90.00 | $13,680.00 | 0
233 | 37022-201005 | 1930 | 2 | Bolt, Adhesive Anchored, 1 inch | Ea | 152.000 | Kamminga & Roodvoets, Inc. | $95.00 | $14,440.00 | 1
233 | 37022-201005 | 1930 | 2 | Bolt, Adhesive Anchored, 1 inch | Ea | 152.000 | M & M Excavating Company | $75.00 | $11,400.00 | 2
233 | 37022-201005 | 1930 | 2 | Bolt, Adhesive Anchored, 1 inch | Ea | 152.000 | Fessler & Bowman, Inc. | $15.75 | $2,394.00 | 3
233 | 37022-201005 | 1930 | 2 | Bolt, Adhesive Anchored, 1 inch | Ea | 152.000 | Crawford Contracting, Inc. | $5.00 | $760.00 | 4
233 | 37022-201005 | 1935 | 2 | Structures, Rehabilitation, Rem Portions(S08-1 of 37013) | LSUM | 1.000 | Eng Est | $36,000.00 | $36,000.00 | 0
233 | 37022-201005 | 1935 | 2 | Structures, Rehabilitation, Rem Portions(S08-1 of 37013) | LSUM | 1.000 | Kamminga & Roodvoets, Inc. | $97,500.00 | $97,500.00 | 1
233 | 37022-201005 | 1935 | 2 | Structures, Rehabilitation, Rem Portions(S08-1 of 37013) | LSUM | 1.000 | M & M Excavating Company | $97,500.00 | $97,500.00 | 2
233 | 37022-201005 | 1935 | 2 | Structures, Rehabilitation, Rem Portions(S08-1 of 37013) | LSUM | 1.000 | Fessler & Bowman, Inc. | $110,300.00 | $110,300.00 | 3
233 | 37022-201005 | 1935 | 2 | Structures, Rehabilitation, Rem Portions(S08-1 of 37013) | LSUM | 1.000 | Crawford Contracting, Inc. | $40,000.00 | $40,000.00 | 4
233 | 37022-201005 | 1940 | 2 | Structures, Rehabilitation, Rem Portions(S08-2 of 37013) | LSUM | 1.000 | Eng Est | $30,000.00 | $30,000.00 | 0
233 | 37022-201005 | 1940 | 2 | Structures, Rehabilitation, Rem Portions(S08-2 of 37013) | LSUM | 1.000 | Kamminga & Roodvoets, Inc. | $82,500.00 | $82,500.00 | 1
233 | 37022-201005 | 1940 | 2 | Structures, Rehabilitation, Rem Portions(S08-2 of 37013) | LSUM | 1.000 | M & M Excavating Company | $82,500.00 | $82,500.00 | 2
233 | 37022-201005 | 1940 | 2 | Structures, Rehabilitation, Rem Portions(S08-2 of 37013) | LSUM | 1.000 | Fessler & Bowman, Inc. | $110,300.00 | $110,300.00 | 3
233 | 37022-201005 | 1940 | 2 | Structures, Rehabilitation, Rem Portions(S08-2 of 37013) | LSUM | 1.000 | Crawford Contracting, Inc. | $38,000.00 | $38,000.00 | 4
233 | 37022-201005 | 1945 | 2 | Masonry Plate, Grout | Ea | 1.000 | Eng Est | $275.33 | $275.33 | 0
233 | 37022-201005 | 1945 | 2 | Masonry Plate, Grout | Ea | 1.000 | Kamminga & Roodvoets, Inc. | $3,750.00 | $3,750.00 | 1
233 | 37022-201005 | 1945 | 2 | Masonry Plate, Grout | Ea | 1.000 | M & M Excavating Company | $3,750.00 | $3,750.00 | 2
233 | 37022-201005 | 1945 | 2 | Masonry Plate, Grout | Ea | 1.000 | Fessler & Bowman, Inc. | $1,050.00 | $1,050.00 | 3
233 | 37022-201005 | 1945 | 2 | Masonry Plate, Grout | Ea | 1.000 | Crawford Contracting, Inc. | $1,000.00 | $1,000.00 | 4
233 | 37022-201005 | 1950 | 2 | Beam Plate, Seal Perimeter | Ft | 545.000 | Eng Est | $5.00 | $2,725.00 | 0
233 | 37022-201005 | 1950 | 2 | Beam Plate, Seal Perimeter | Ft | 545.000 | Kamminga & Roodvoets, Inc. | $2.00 | $1,090.00 | 1
233 | 37022-201005 | 1950 | 2 | Beam Plate, Seal Perimeter | Ft | 545.000 | M & M Excavating Company | $3.00 | $1,635.00 | 2
233 | 37022-201005 | 1950 | 2 | Beam Plate, Seal Perimeter | Ft | 545.000 | Fessler & Bowman, Inc. | $3.15 | $1,716.75 | 3
233 | 37022-201005 | 1950 | 2 | Beam Plate, Seal Perimeter | Ft | 545.000 | Crawford Contracting, Inc. | $3.00 | $1,635.00 | 4
233 | 37022-201005 | 1955 | 2 | Structural Steel, Retrofit, Furn, Fab, and Erect | Lb | 17,674.000 | Eng Est | $20.00 | $353,480.00 | 0
233 | 37022-201005 | 1955 | 2 | Structural Steel, Retrofit, Furn, Fab, and Erect | Lb | 17,674.000 | Kamminga & Roodvoets, Inc. | $17.00 | $300,458.00 | 1
233 | 37022-201005 | 1955 | 2 | Structural Steel, Retrofit, Furn, Fab, and Erect | Lb | 17,674.000 | M & M Excavating Company | $17.00 | $300,458.00 | 2
233 | 37022-201005 | 1955 | 2 | Structural Steel, Retrofit, Furn, Fab, and Erect | Lb | 17,674.000 | Fessler & Bowman, Inc. | $15.75 | $278,365.50 | 3
233 | 37022-201005 | 1955 | 2 | Structural Steel, Retrofit, Furn, Fab, and Erect | Lb | 17,674.000 | Crawford Contracting, Inc. | $13.00 | $229,762.00 | 4
233 | 37022-201005 | 1960 | 2 | Structural Steel, Welded Repr, Furn, Fab, and Erect | Lb | 2,120.000 | Eng Est | $30.00 | $63,600.00 | 0
233 | 37022-201005 | 1960 | 2 | Structural Steel, Welded Repr, Furn, Fab, and Erect | Lb | 2,120.000 | Kamminga & Roodvoets, Inc. | $27.00 | $57,240.00 | 1
233 | 37022-201005 | 1960 | 2 | Structural Steel, Welded Repr, Furn, Fab, and Erect | Lb | 2,120.000 | M & M Excavating Company | $27.00 | $57,240.00 | 2
233 | 37022-201005 | 1960 | 2 | Structural Steel, Welded Repr, Furn, Fab, and Erect | Lb | 2,120.000 | Fessler & Bowman, Inc. | $47.25 | $100,170.00 | 3
233 | 37022-201005 | 1960 | 2 | Structural Steel, Welded Repr, Furn, Fab, and Erect | Lb | 2,120.000 | Crawford Contracting, Inc. | $26.00 | $55,120.00 | 4
233 | 37022-201005 | 1965 | 2 | Support, Column, Temp | Ea | 76.000 | Eng Est | $3,000.00 | $228,000.00 | 0
233 | 37022-201005 | 1965 | 2 | Support, Column, Temp | Ea | 76.000 | Kamminga & Roodvoets, Inc. | $3,500.00 | $266,000.00 | 1
233 | 37022-201005 | 1965 | 2 | Support, Column, Temp | Ea | 76.000 | M & M Excavating Company | $3,500.00 | $266,000.00 | 2
233 | 37022-201005 | 1965 | 2 | Support, Column, Temp | Ea | 76.000 | Fessler & Bowman, Inc. | $5,250.00 | $399,000.00 | 3
233 | 37022-201005 | 1965 | 2 | Support, Column, Temp | Ea | 76.000 | Crawford Contracting, Inc. | $8,000.00 | $608,000.00 | 4
233 | 37022-201005 | 1970 | 2 | Steel Structure, Cleaning, Partial, Type 4(S08-1 of 37013) | LSUM | 1.000 | Eng Est | $56,000.00 | $56,000.00 | 0
233 | 37022-201005 | 1970 | 2 | Steel Structure, Cleaning, Partial, Type 4(S08-1 of 37013) | LSUM | 1.000 | Kamminga & Roodvoets, Inc. | $83,325.43 | $83,325.43 | 1
233 | 37022-201005 | 1970 | 2 | Steel Structure, Cleaning, Partial, Type 4(S08-1 of 37013) | LSUM | 1.000 | M & M Excavating Company | $83,325.43 | $83,325.43 | 2
233 | 37022-201005 | 1970 | 2 | Steel Structure, Cleaning, Partial, Type 4(S08-1 of 37013) | LSUM | 1.000 | Fessler & Bowman, Inc. | $94,635.00 | $94,635.00 | 3
233 | 37022-201005 | 1970 | 2 | Steel Structure, Cleaning, Partial, Type 4(S08-1 of 37013) | LSUM | 1.000 | Crawford Contracting, Inc. | $90,128.00 | $90,128.00 | 4
233 | 37022-201005 | 1975 | 2 | Steel Structure, Cleaning, Partial, Type 4(S08-2 of 37013) | LSUM | 1.000 | Eng Est | $56,000.00 | $56,000.00 | 0
233 | 37022-201005 | 1975 | 2 | Steel Structure, Cleaning, Partial, Type 4(S08-2 of 37013) | LSUM | 1.000 | Kamminga & Roodvoets, Inc. | $83,325.43 | $83,325.43 | 1
233 | 37022-201005 | 1975 | 2 | Steel Structure, Cleaning, Partial, Type 4(S08-2 of 37013) | LSUM | 1.000 | M & M Excavating Company | $83,325.43 | $83,325.43 | 2
233 | 37022-201005 | 1975 | 2 | Steel Structure, Cleaning, Partial, Type 4(S08-2 of 37013) | LSUM | 1.000 | Fessler & Bowman, Inc. | $85,335.00 | $85,335.00 | 3
233 | 37022-201005 | 1975 | 2 | Steel Structure, Cleaning, Partial, Type 4(S08-2 of 37013) | LSUM | 1.000 | Crawford Contracting, Inc. | $81,270.00 | $81,270.00 | 4
233 | 37022-201005 | 1980 | 2 | Steel Structure, Coating, Partial, Type 4(S08-1 of 37013) | LSUM | 1.000 | Eng Est | $32,000.00 | $32,000.00 | 0
233 | 37022-201005 | 1980 | 2 | Steel Structure, Coating, Partial, Type 4(S08-1 of 37013) | LSUM | 1.000 | Kamminga & Roodvoets, Inc. | $14,704.49 | $14,704.49 | 1
233 | 37022-201005 | 1980 | 2 | Steel Structure, Coating, Partial, Type 4(S08-1 of 37013) | LSUM | 1.000 | M & M Excavating Company | $14,704.49 | $14,704.49 | 2
233 | 37022-201005 | 1980 | 2 | Steel Structure, Coating, Partial, Type 4(S08-1 of 37013) | LSUM | 1.000 | Fessler & Bowman, Inc. | $26,410.00 | $26,410.00 | 3
233 | 37022-201005 | 1980 | 2 | Steel Structure, Coating, Partial, Type 4(S08-1 of 37013) | LSUM | 1.000 | Crawford Contracting, Inc. | $25,152.00 | $25,152.00 | 4
233 | 37022-201005 | 1985 | 2 | Steel Structure, Coating, Partial, Type 4(S08-2 of 37013) | LSUM | 1.000 | Eng Est | $32,000.00 | $32,000.00 | 0
233 | 37022-201005 | 1985 | 2 | Steel Structure, Coating, Partial, Type 4(S08-2 of 37013) | LSUM | 1.000 | Kamminga & Roodvoets, Inc. | $14,704.49 | $14,704.49 | 1
233 | 37022-201005 | 1985 | 2 | Steel Structure, Coating, Partial, Type 4(S08-2 of 37013) | LSUM | 1.000 | M & M Excavating Company | $14,704.49 | $14,704.49 | 2
233 | 37022-201005 | 1985 | 2 | Steel Structure, Coating, Partial, Type 4(S08-2 of 37013) | LSUM | 1.000 | Fessler & Bowman, Inc. | $23,815.00 | $23,815.00 | 3
233 | 37022-201005 | 1985 | 2 | Steel Structure, Coating, Partial, Type 4(S08-2 of 37013) | LSUM | 1.000 | Crawford Contracting, Inc. | $22,680.00 | $22,680.00 | 4
233 | 37022-201005 | 1990 | 2 | Field Repr of Damaged Coating(S08-1 of 37013) | LSUM | 1.000 | Eng Est | $10,000.00 | $10,000.00 | 0
233 | 37022-201005 | 1990 | 2 | Field Repr of Damaged Coating(S08-1 of 37013) | LSUM | 1.000 | Kamminga & Roodvoets, Inc. | $1.00 | $1.00 | 1
233 | 37022-201005 | 1990 | 2 | Field Repr of Damaged Coating(S08-1 of 37013) | LSUM | 1.000 | M & M Excavating Company | $1.00 | $1.00 | 2
233 | 37022-201005 | 1990 | 2 | Field Repr of Damaged Coating(S08-1 of 37013) | LSUM | 1.000 | Fessler & Bowman, Inc. | $1.00 | $1.00 | 3
233 | 37022-201005 | 1990 | 2 | Field Repr of Damaged Coating(S08-1 of 37013) | LSUM | 1.000 | Crawford Contracting, Inc. | $1.00 | $1.00 | 4
233 | 37022-201005 | 1995 | 2 | Field Repr of Damaged Coating(S08-2 of 37013) | LSUM | 1.000 | Eng Est | $10,000.00 | $10,000.00 | 0
233 | 37022-201005 | 1995 | 2 | Field Repr of Damaged Coating(S08-2 of 37013) | LSUM | 1.000 | Kamminga & Roodvoets, Inc. | $1.00 | $1.00 | 1
233 | 37022-201005 | 1995 | 2 | Field Repr of Damaged Coating(S08-2 of 37013) | LSUM | 1.000 | M & M Excavating Company | $1.00 | $1.00 | 2
233 | 37022-201005 | 1995 | 2 | Field Repr of Damaged Coating(S08-2 of 37013) | LSUM | 1.000 | Fessler & Bowman, Inc. | $1.00 | $1.00 | 3
233 | 37022-201005 | 1995 | 2 | Field Repr of Damaged Coating(S08-2 of 37013) | LSUM | 1.000 | Crawford Contracting, Inc. | $1.00 | $1.00 | 4